## Compare
| Copy Paste |  | Original-> | [5 empty] | Revised -> | Developer | [5 empty] | Revised -> | Loan
| 3 | Developer | Phase 1 | 1 | Phase 2 | 2 | Combined | 3 | Phase 1 | 1 | Phase 2 | 2 | Combined | 3 | Check | Phase 1 | 1 | Phase 2 | 2 | Combined | 3 | Check
Park Infrastructure Cost Breakup |  |  | Rs Crore | Rs Lakh per MW | Rs Crore | Rs Lakh per MW | Rs Crore | Rs Lakh per MW | Rs Crore | Rs Lakh per MW | Rs Crore | Rs Lakh per MW | Rs Crore | Rs Lakh per MW |  | Rs Crore | Rs Lakh per MW | Rs Crore | Rs Lakh per MW | Rs Crore | Rs Lakh per MW
Capital Expenditure
Land | 1.7053 | 0.284 | 0.81701 | 0.272 | 0.88825 | 0.296 | 1.7053 | 0.284 | 0.81701 | 0.272 | 0.88825 | 0.296 | 1.7053 | 0.284 | 0 | 0.81701 | 0.272 | 0.88825 | 0.296 | 1.7053 | 0.284 | 0
Road, Building & other civil | 25.425 | 4.238 | 15.35 | 5.117 | 10.075 | 3.358 | 25.425 | 4.238 | 15.35 | 5.117 | 10.075 | 3.358 | 25.425 | 4.238 | 0 | 15.35 | 5.117 | 10.075 | 3.358 | 25.425 | 4.238 | 0
Evacuation - Sub-station | 116.8 | 19.467 | 58.4 | 19.467 | 58.4 | 19.467 | 116.8 | 19.467 | 58.4 | 19.467 | 58.4 | 19.467 | 116.8 | 19.467 | 0 | 58.4 | 19.467 | 58.4 | 19.467 | 116.8 | 19.467 | 0
Evacuation - Transmission Line | 104.3145 | 17.386 | 56.4327 | 18.811 | 47.8818 | 15.961 | 104.3145 | 17.386 | 56.4327 | 18.811 | 47.8818 | 15.961 | 104.3145 | 17.386 | 0 | 56.4327 | 18.811 | 47.8818 | 15.961 | 104.3145 | 17.386 | 0
Other Costs | 63.0664 | 10.511 | 52.8275 | 17.609 | 51.6244 | 17.208 | 104.4519 | 17.409 | 31.5024 | 10.501 | 31.5652 | 10.522 | 63.0676 | 10.511 | -1.121e-08 | 31.5024 | 10.501 | 31.5652 | 10.522 | 63.0676 | 10.511 | -1.121e-08
Base Cost Total | 311.3112 | 51.89 | 183.8273 | 61.28 | 168.8694 | 56.29 | 352.6967 | 58.78 | 162.5021 | 54.17 | 148.8102 | 49.6 | 311.3124 | 51.89 | -1.121e-08 | 162.5021 | 54.17 | 148.8102 | 49.6 | 311.3124 | 51.89 | -1.121e-08
Contingency & Insurance Charges | 9.1237 | 1.521 | 4.9308 | 1.644 | 4.5395 | 1.513 | 9.4703 | 1.578 | 4.7575 | 1.586 | 4.3663 | 1.455 | 9.1237 | 1.521 | -9.0403e-06 | 4.7575 | 1.586 | 4.3663 | 1.455 | 9.1237 | 1.521 | -9.0403e-06
Capital Expenditure | 320.4349 | 53.411 | 188.7581 | 62.924 | 173.4089 | 57.803 | 362.167 | 60.358 | 167.2596 | 55.756 | 153.1765 | 51.055 | 320.4361 | 53.411 | -9.0515e-06 | 167.2596 | 55.756 | 153.1765 | 51.055 | 320.4361 | 53.411 | -9.0515e-06
IDC | 9.2618 | 0.154 | 5.5961 | 0.187 | 5.1413 | 0.171 | 10.7374 | 0.179 | 5.302 | 0.177 | 4.9063 | 0.164 | 10.2083 | 0.17 | -9.9327e-08 | 5.302 | 0.177 | 4.9063 | 0.164 | 10.2083 | 0.17 | -9.9327e-08
Capex including IDC | 329.6967 | 53.565 | 194.3542 | 63.111 | 178.5502 | 57.974 | 372.9044 | 60.537 | 172.5616 | 55.933 | 158.0828 | 51.219 | 330.6445 | 53.581 | -9.1509e-06 | 172.5616 | 55.933 | 158.0828 | 51.219 | 330.6445 | 53.581 | -9.1509e-06
0
Financing | Rs Crore | 0 | Rs Crore |  | Rs Crore |  | Rs Crore |  | Rs Crore | 0 | Rs Crore | 0 | Rs Crore | 0 |  | Rs Crore | 0 | Rs Crore | 0 | Rs Crore | 0
Commerical Loan 1 | 161.5514 | 49% | 95.2335 | 49% | 87.4896 | 49% | 182.7232 | 49% | 84.5552 | 49% | 77.4606 | 49% | 162.0158 | 49% | -4.4839e-06 | 84.5552 | 49% | 77.4606 | 49% | 162.0158 | 49% | -4.4839e-06
Commerical Loan 2 | 0 | 0% | 0 | 0% | 0 | 0% | 0 | 0% | 0 | 0% | 0 | 0% | 0 | 0% | 0 | 0 | 0% | 0 | 0% | 0 | 0% | 0
Grant/ Capital Subsidy | 98.909 | 30% | 58.3062 | 30% | 53.5651 | 30% | 111.8713 | 30% | 51.7685 | 30% | 47.4249 | 30% | 99.1933 | 30% | -2.7453e-06 | 51.7685 | 30% | 47.4249 | 30% | 99.1933 | 30% | -2.7453e-06
Deferred Capital Subisdy | -15.8073 | -4.795% | [6 empty] | -8.3674 | -4.849% | -7.5235 | -4.759% | -15.8909 | -4.806% |  | -8.3674 | -4.849% | -7.5235 | -4.759% | -15.8909 | -4.806%
Equity | 0 | 0% | 0 | 0% | 0 | 0% | 0 | 0% | 0 | 0% | 0 | 0% | 0 | 0% | 0 | 0 | 0% | 0 | 0% | 0 | 0% | 0
Upfront Contribution from Developer | 85.0436 | 25.79% | 40.8144 | 21% | 37.4956 | 21% | 78.3099 | 21% | 44.6053 | 25.85% | 40.7209 | 25.76% | 85.3263 | 25.81% | -3.2896e-06 | 36.2379 | 21% | 33.1974 | 21% | 69.4353 | 21% | -1.9217e-06
Total | 329.6967 | 100% | 194.3542 | 100% | 178.5502 | 100% | 372.9044 | 100% | 172.5616 | 100% | 158.0828 | 100% | 330.6445 | 100% | -9.1509e-06 | 172.5616 | 100% | 158.0828 | 100% | 330.6445 | 100% | -9.1509e-06
[15 empty] | 0 | [6 empty] | 0
Check Contribution |  |  | 0 |  | 0 |  | 0
Upfront Charges (Rs Cr) |  |  | Rs Cr |  | Rs Cr |  | Rs Cr
Execution Date for ISA + 0.5 month | 20.7709 | 3.4618 | 10.6238 | 3.5413 | 9.8501 | 3.2834 | 20.4739 | 3.4123 | 10.8714 | 3.6238 | 9.9592 | 3.3197 | 20.8306 | 3.4718 | -5.765e-07 | 10.8714 | 3.6238 | 9.9592 | 3.3197 | 20.8306 | 3.4718 | -5.765e-07
Execution Date for ISA + 6 month | 24.2327 | 4.0388 | 12.8526 | 4.2842 | 11.6297 | 3.8766 | 24.4823 | 4.0804 | 12.6833 | 4.2278 | 11.6191 | 3.873 | 24.3024 | 4.0504 | -6.7259e-07 | 12.6833 | 4.2278 | 11.6191 | 3.873 | 24.3024 | 4.0504 | -6.7259e-07
Execution Date for ISA + 12 months | 40.04 | 6.6733 | 17.338 | 5.7793 | 16.0158 | 5.3386 | 33.3537 | 5.559 | 21.0507 | 7.0169 | 19.1426 | 6.3809 | 40.1933 | 6.6989 | -2.0405e-06 | 12.6833 | 4.2278 | 11.6191 | 3.873 | 24.3024 | 4.0504 | -6.7259e-07
Project CoD + 1 day | 5.4491 | 0.90819 | 14.5821 |  | 14.0133 |  | 24.6729 |  | 5.2515 | 1.7505 | 5.5786 | 1.8595 | 6.9058 | 1.151 | -3.9243 | 14.0535 | 4.6845 | 13.4929 | 4.4976 | 23.6221 | 3.937 | -3.9243
Project CoD + 0.5 years + 1 day | 9.841 | 1.6402 | 5.7493 |  | 5.5506 |  | 11.5325 |  | 5.2004 | 1.7335 | 5.0288 | 1.6763 | 10.4603 | 1.7434 | 0.23103 | 5.1814 | 1.7271 | 5.0117 | 1.6706 | 10.4242 | 1.7374 | 0.23103
Project CoD + 1 years + 1 day | 21.8465 | 3.6411 | [6 empty] | 11.5829 | 3.861 | 10.8853 | 3.6284 | 22.5143 | 3.7524 | 0.045983 | 11.584 | 3.8613 | 10.8862 | 3.6287 | 22.5162 | 3.7527 | 0.045983
Total | 663.8766 | [7 empty] | 342.7365 |  | 337.1287 |  | 675.8019 |  | -4.0633 | 343.153 |  | 337.5032 |  | 676.593 |  | -4.0633
Revenue | 594.6403 | [7 empty] | 306.4986 |  | 303.9313 |  | 606.3666 |  | -4.0633 | 306.9151 |  | 304.3058 |  | 607.1577 |  | -4.0633
Levelized Cost | 2.459 | [7 empty] | 2.6299 |  | 2.5281 |  | 2.545 |  |  | 2.6388 |  | 2.5361 |  | 2.5535
Check - Contribution | 0 | [7 empty] | 0 |  | 0 |  | 0 |  | 7.1054e-15 | 0 |  | 0 |  | 0 |  | 1.7764e-15
First Installment | [8 empty] | -8.802 |  | -7.9143 |  | -16.7163
[9 empty] | -0.43458 |  | -0.39075 |  | -0.82533

## Norms
| Norms for Capex | MNRE Revised Norms | Omkareshwar Model | Actual Rs Cr | Ceiling
1 | Internal Evacuation incl bays, S/S, Transformers, T/L | Schedule of STU/ CTU | As per CTU; | to be revised to STU cost schedule
2 | Road, water infra, building fencing, street lighting | As per Schedule of rates of PWD of GoMP | As per PWD rates - RUMSL to confirm | 2542.5 | 2542.5
3 | Incidental Expenses during construction - Pre-operative costs, IDC, Finance Cost, Project Management Costs | upto 10.75% of Capex | 9.519% | 31.3854 | 35.4424
4 | Contingency | Upto 3% of Capex | 2.8% | 8.6386 | 9.3393
5 | Grid Connectivity, LTOA charges, ESIA Charges | As per rates notified by concerned agencies/ STU/ CTU | As per CERC guidelines
6 | Land Charges, Registration, Land conversion, Land Crop compensation, ROW | As per rates notified by State Govt or its agencies | State regulations
| Norms for O&M | MNRE Revised Norms | Omkareshwar Model | Actual Rs Cr | Ceiling
1 | Internal Evacuation incl bays, S/S, Transformers, T/L | As per Norms of CERC/ SERC | 1.047 | 3.0845 | 3.0845
2 | Road, water infra, building fencing, street lighting | As per schedule of rates of PWD subject to ceiling of 5% of capex | 0.6424% | 0.1 | 15.5656
3 | Establishment, admin, manpower | As per schedule of rates of PWD sub to ceiling of 10% of O&M charges above (1&2) | 0.31396 | 0.58554 | 1.865
4 | Power consumption charges, water consumption charges, land lease rentals | As per rates finalized by state govt or its agencies | Nil
5 | Annual Escalation | As per CERC/ SERC regulations | 3.7% | 3.7% | 3.7%

## Inputs
RUMSL |  | Units |  | Input |  | Bridge Financing | Developer | Circularity | TRUE | [6 empty] | Module size(Wp) |  |  | 1 | Yes
Project | [5 empty] | Phase | 3 | 1=Phase 1; 2=Phase 2; 3=Combined | [10 empty] | 2 | No
| Capacity of the Project | MW |  | 600 |  | ESIA, IE, Legal,DPR, Consultancy | 0.5 | Shared | [6 empty] | Option 1 | 350 |  | TRUE | 3
| Conversion Factor | AC:DC |  | 1.4 |  | Connectivity | 0.5 | Shared | [6 empty] | 2.5 | 44 |  | FALSE
| CUF of the project | % |  | 24.94% |  | Regulatory | 0.5 | Shared | [6 empty] | Option 2 | 445
| Annual Generation | MU |  | 1310.8464 |  | Common Corridor | Yes | Combined cost | [6 empty] | Plot Capacity (MW) | Mooring Lines (No)
| Derating | % |  | 0.25%
| Capital Cost of Solar Project | Rs Cr/ MW |  | 5.06 |  | (Estimates)
| Levelized Generation Tariff | Rs per Unit |  | 2.95 |  | (Estimates)
Solar Park
| Stamp Duty | Land |  | 0% | NA | As per RUMSL inputs dated 26-Oct-2021
| Registration Charges - Land | Land |  | 0% | NA | As per RUMSL inputs dated 26-Oct-2021
| Admin charges - Land | Land |  | 0% | NA | As per RUMSL inputs dated 26-Oct-2021
MPTransco | PMC Cost - Transmission | % |  | 8% | Yes | As per RUMSL inputs dated 26-Oct-2021
| PMC charges to MPUVNL |  |  | 0% | Yes | As per RUMSL inputs dated 26-Oct-2021 (Changed from 10% to 8%), 15-Mar-2022 (8% to 0%) - To be specified in ISA
| Upfront PMC charges to MPUVNL |  |  | 100% | Yes | As per RUMSL inputs dated 08-Dec-2021
| Period for payment of remainder PMC charges (years) |  |  | 1 | Yes
| Local Area Development Charges | Rs Lakh/ MW |  | 1 | Yes
| LAD - Years for Payment | # |  | 2 | Yes | 248.43 | 198.59
| Registration Cost | Rs Lakh/ MW |  | 1 | Yes
Not Used | PSF Fees | Upfront |  | 0.1% |  | As per RUMSL inputs dated 26-Oct-2021
Not Used | PSF Fees - Applicable |  |  | FALSE | No | As per RUMSL inputs dated 26-Oct-2021 - Annual Charges
| Financing Cost (first 100 Cr) | % |  | 0.25% | Yes | As per RUMSL inputs dated 15-Mar-2022
| Financing Cost (beyond 100 Cr) | % |  | 0.25% | Yes | As per RUMSL inputs dated 26-Oct-2021, 15-Mar-2022
| ESIA Cost | Rs Lakh |  | 69.3 | Yes | As per RUMSL inputs dated 26-Oct-2021
| RAP/ LRP Cost | Rs Lakh/ MW |  | 2.5 | Yes | As per RUMSL inputs dated 08-Dec-2021/ 01-Mar-2022/ updated RUMSL mail 25-Mar-22 |  |  |  |  | 15
| ESMP Cost | Rs Lakh/ MW |  | 1.0833 | Yes | As per RUMSL inputs dated 08-Dec-2021/ updated RUMSL mail 25-Mar-2022 |  |  |  |  | 6.4998
| Independent Engineer Fee | Rs Lakh/ visit |  | 2 | Yes | As per RUMSL inputs dated 26-Oct-2021
| Legal Charges | Rs Lakh |  | 15 | Yes | As per RUMSL inputs dated 26-Oct-2021
| LTA Application Cost | Rs Lakh |  | 25 | Yes | Grant of connectivity, LTA application (As per the CERC's Grant of Connectivity regulations); As per RUMSL inputs dated 01-Mar-2022
| Regulatory Charges | Rs Lakh |  | 35 | Yes | As per RUMSL inputs dated 26-Oct-2021 (Tariff Adoption: 25 L; Deviation Petition:5 L)/ 01-Mar-2022
| DPR Preparation | Rs Lakh |  | 50.7019 | Yes | As per RUMSL inputs dated 08-Dec-2021/ 01-Mar-2022
| TA Consultancy Charges | Rs Lakh |  | 205.32 | Yes | Actuals with taxes; As per RUMSL inputs dated 01-Mar-2022
Financial Parameters
| Taxes | % |  | 18%
| Contingency | % |  | 3% |  | Max as per revised guidelines
Solar Park Infrastructure Project Details | [9 empty] | As per SBG
[5 empty] | Site | Sub-station | Tr Lines | Other |  | Sub-station | 21 | Months
| Project Start Date | Date |  | 2022-06-01 | 2022-06-01 | 2022-06-01 | 2022-06-01 | 2022-06-01 |  | Transmission Lines | 21 | Months
| Park Construction Period | Month |  | 16 | 6 | 16 | 16 | 12 |  | Other Infrastructure | 21 | Months
| Start of Operation | Date |  | 2023-10-01 | 2022-12-01 | 2023-10-01 | 2023-10-01 | 2023-06-01 | As per RUMSL inputs dated 08-Dec-2021
| Number of year in operation | Years |  | 25
| First operational Financial year | Date |  | 2024-03-31
| Last day of operation | Date |  | 2048-09-30
| Last financial year of operation | Date |  | 2049-03-31
| First operational Half year | Date |  | 2024-03-31
| Last Half year of operation | Date |  | 2048-09-30
(Combined = 0.5,Individual = 1)
Commercial Loan 1
| Commerical Loan 1 | % |  | 49%
| Moratorium Period (from start of operations) | Years |  | 1
| Repayment Period | Years |  | 15 |  | As per RUMSL inputs dated 01-Mar-2022
| Interest Rate | % |  | 8% |  | As per RUMSL inputs dated 01-Mar-2022
Commercial Loan 2
| Commerical Loan 2 | % |  | 0%
| Moratorium Period (from start of operations) | Years |  | 1
| Repayment Period | Years |  | 15
| Interest Rates | % |  | 8%
Equity
| Equity | % |  | 0%
| Return on Equity (RoE) - Post Tax | % |  | 0%
Bridge Financing (Delayed subsidy disbursal)
| Subsidy Disbursement Amount | % |  | 15% | 14.8364 | Rs Cr
| Interest Rate | % |  | 9% |  | Added as per RUMSL inputs dated 15-Mar-2022
| From Developer |  |  | TRUE |  | Added as per RUMSL inputs dated 15-Mar-2022
| DSRA Months | months |  | 6
| DSRA Source |  |  | Cash
| Bank Guarantee Fee | % |  | 0.7%
| Interest on DSRA | % |  | 4%
Cash Deficit Loan
| Interest Rates on Cash Deficit Loan | % |  | 9%
| Repayment of Cash Deficit Loan |  |  | TRUE
| Minimum Cash Balance | Rs Cr |  | 3
| Interest on Cash balance | % |  | 9%
Working Capital
| Receivables | Months |  | 1
| O&M | Months |  | 1
| Maintenance spares | % |  | 0%
| IOWC | % |  | 10%
| Margin Money for WC | % |  | 25%
O&M |  |  |  |  | Escalation
| Land Rent | Rs Lakh/ Hectare |  | 0 | 5%
| Water use charges | Rs Lakh/ Litre |  | 0 | 5%
| Road, building maintenance | % of Assets |  | 10% | 1%
| SLDC Charges | Rs Lakh/ MW |  | 0 | 5%
| A&G charges | Rs Lakh/ MW |  | 0.2 | 5% | As per RUMSL inputs dated 26-Oct-2021/ 01-Mar-2022/ Revised 15-Mar-2022 |  |  |  | Omkareshwewar | Nos # | O&M (Rs L) | Annual O&M Norms | FY 23 | FY 24 | Source: CERC Order FY19-24
1 | O&M charges - Electrical | Rs Lakh/ MW |  | 1.047 | 3.7% | As per RUMSL inputs dated 26-Oct-2021 - CERC norms |  |  |  | Sub-station bays | 14 | 361.76 | 220 kV Sub-station (Rs Lakh/ bay) | 24.96 | 25.84 |  | 25.84
| PSF charges | % of MSO |  | 0.1% |  | As per RUMSL inputs dated 15-Mar-2021 |  |  |  | Transmission Line D/C | 37.174 | 16.0963 | D/C bundled conductor (Rs L per kM) | 0.377 | 0.433 | Source: CERC Order FY19-24 | 0.433
| Insurance Cost | % of Assets |  | 0.2% | 1% | 1 crore per 250 MW; 1 cr per 250 MW for insurance |  |  |  | Transmission Line M/C | 28.911 | 25.0369 | M/C (Bundled - 4 or more sub-conductor) | 0.754 | 0.866 |  | 0.866
Tariff Option | [9 empty] | Transformer (MVA) | 800 | 225.6 | 220 kV Transformer (Rs L/MVA) | 0.272 | 0.282 |  | 0.282
| Option 1: Levelized Tariff; Option2: Yearly Tariff; Option 3: User Input |  |  | Option2 | [5 empty] | Net | 1.0475 | 628.4933 | O&M Escalation | 3.7%
Others
| IRG to be considered |  |  | FALSE
| Tax Rate | % |  | 25.17%
| MAT Rate | % |  | 17.16%
| Discounting Factor | % |  | 9.36%
Allocation |  |  |  | Land | Civil Works | Electrical | Other Assets
| Land | % |  | 100% | 0% | 0% | 0%
| Site Development Cost | % |  | 0% | 80% | 0% | 20%
| Evacuation Infrastructure Cost | % |  | 0% | 20% | 80% | 0%
| Other Costs | % |  | 0% | 20% | 0% | 80%
Book Depreciation |  |  | First 12 years | After 12 years | Max Dep Allowed
| Land | % | 0% | 0% | 0%
| Civil Works | % | 3.34% | 3.34% | 90%
| Electrical | % | 6.667% | 6.667% | 90%
| Other Assets | % | 16.67% | 16.67% | 90%
Tax Depreciation |  |  | First 12 years | After 12 years | Max Dep Allowed
| Land | % | 0% | 0% | 0%
| Civil Works | % | 10% | 10% | 100%
| Electrical | % | 15% | 15% | 100%
| Other Assets | % | 10% | 10% | 100%
| Consider Depreciation on subsidy component |  | FALSE
| Items | Unit | Chitramod | Saktapur | Total
| 33/220 kV, 100 MVA Power Transformer | No. | 4 | 4 | 8
| 33 kV Incomer Bay (25 MW)/ Bus Coupler Bay | No. | 14 | 14 | 28
| 33 kV Transformer bay | No. | 4 | 4 | 8
| 220kV Power Transformer bay | No | 4 | 4 | 8
| 220 kV Line Bay+ Bus Section Bay | No. | 2 | 2 | 4
| STU Substation 220kV Bay Arrangement | No. | 1 | 1 | 2
| Control & Communication | No. | 1 | 1 | 2
Land Cost Assumption
| Circle Rate | Rs Lakh/ Hectare | % | Land Rate (Rs L/H) | Original | Ref
| Saktapur | 5.6 | 50% | 2.8 | 5.83 | Revised as per inputs from RUMSL - 10-Mar-2022
| Chitramod | 6 | 50% | 3 | 4.86
| Others | 5.6 | 50% | 2.8 | 2.8 | https://www.mpigr.gov.in/igrs_cms_api/api/website/download?filePath=pdf/GuideLineReport2021-22/2021202221104/EN/GuidelineFull.pdf
Transmission Line Assumption
|  | Line Length (km) | Gross Cost (Rs Lakhs/ km) | Total (Rs Cr) | RoW Cost (Rs Lakhs/km) | Factor for reduction in contingency
| Saktapur - Common Point | 11.633 | 138.9307 | 16.1618 | 6 | 1
| Chitramod - Common Point | 25.541 | 138.3748 | 35.3423 | 6 | 1
| Common Point - Chhegaon (Phase 1) | 28.911 | 139.2927 | 40.2709 | 6 | 1
| Common Point - Chhegaon (Phase 2) | 28.911 | 43.3728 | 12.5395 | 0 | 1
|  | 66.085 | 157.849 | 104.3145
Other Costs - Buoys Installation
Phase | Unit demarcation | Length (kM) | Distance b/w buoys (m) | No of Buoys (A4 type) | Unit Price (with GST) -Buos | Unit Price (with GST) - Dead wt & ropes | Unit Price - Installation (Rs) | Total Cost (Rs) | Per unit Cost
2 | Unit A - Unit B | 2.3 | 100 | 25 | 6000 | 114250 | 12025 | 3306875 | 132275
2 | Unit B - Unit C | 1.5 | 100 | 17 | 6000 | 114250 | 12025 | 2248675 | 132275
1 | Unit C - Unit F | 0.8 | 100 | 10 | 6000 | 114250 | 12025 | 1322750 | 132275
1 | Unit E - Unit F | 0.5 | 100 | 7 | 6000 | 114250 | 12025 | 925925 | 132275
1 | Unit C - Unit D | 0.3 | 100 | 5 | 6000 | 114250 | 12025 | 661375 | 132275
3 | Total Number Required | 5.4 |  | 64 |  |  | 10% | 8465600 | 132275
|  | Length |  | Nos | Per unIt Price | Total Cost
1 | Phase 1 | 1.6 |  | 22 | 132275 | 2910050
2 | Phase 2 | 3.8 |  | 42 | 132275 | 5555550
3 | Combined | 5.4 |  | 64 | 132275 | 8465600
MP Transco Letter (For Reference) | [5 empty] | MP Transco Letter (For Reference)
|  | Line Length (km) | Gross Cost (Rs Lakhs/ km) | Total (Rs Cr) |  |  | Line Length (km) | Gross Cost (Rs Lakhs/ km) | Total (Rs Cr)
| Saktapur - Common Point | 11.11 |  |  |  | Saktapur - Common Point | 11.633
| Chitramod - Common Point | 26.73 |  |  |  | Chitramod - Common Point | 25.541
| Common Point - Khandwa | 53.017 |  |  |  | Common Point - Chhegaon | 28.911
| Total | 90.857 | 137.3037 | 124.75 |  | Total | 66.085 | 148.2939 | 98
|  | 2022-03-31 | 2023-03-31 | 2023-03-31 | 2024-03-31 | 2024-03-31
100% | Commerical Loan 1 | 0% | 25.29% | 42.75% | 31.96% | 0%
0% | Commerical Loan 2 | 0% | 0% | 0% | 0% | 0%
100% | Grant/ Capital Subsidy | 0% | 26.17% | 57.33% | 16.49% | 0%
0% | Equity | 0% | 0% | 0% | 0% | 0%
100% | Upfront Contribution from Developer | 0% | 30% | 35% | 35% | 0%
0% | Bridge Finance - Loan | 0% | 0% | 0% | 15% | -15%
Formulas:
NA = [FALSE]
NA = EDATE(F39,[NA, row above])
As per RUMSL inputs dated 26-Oct-2021 = [FALSE]
As per RUMSL inputs dated 26-Oct-2021 = EDATE(G39,[As per RUMSL inputs dated 26-Oct-2021, row above])
Tr Lines = [FALSE]
Tr Lines = EDATE(H39,[Tr Lines, row above])
Other = [FALSE]
Other = EDATE(I39,[Other, row above])
FALSE = MAX([NA]:[Other])
FALSE = IF(MONTH([FALSE, row above])<=3,DATE(YEAR([FALSE, row above]),3,31),DATE(YEAR([FALSE, row above])+1,3,31))
Note on E39: [Threaded comment] Your version of Excel allows you to read this threaded comment; however, any edits to it will get removed if the file is opened in a newer version of Excel. Learn more: https://go.microsoft.com/fwlink/?linkid=870924 Comment: Adjusted to manage 50 half years
Note on G146: Rev: Vivek's inputs

## Dashboard
Assumptions |  |  | Results |  |  |  | Comprehensive Park Charges |  |  | Modified Comprehensive Park Charges |  |  | Reduction | (Deducted A&G charges) | Year | Cash
|  |  | Phasing | Developer | Combined |  |  | 663.8766 |  |  | 607.2943 |  | 56.5824
| Units |  | Park Infrastructure Cost Breakup | Rs Crore | Rs Lakh per MW |  | Solar park charges as per milestone | Solar Park-Infra |  | Solar park charges as per milestone | Solar Park-Infra
General |  |  | Capital Expenditure |  |  | Target | Upfront Charges (Rs Cr) | Rs Cr | Rs Lakhs/MW | Upfront Charges (Rs Cr)
Capacity | MW | 600 | Land | 1.7053 | 0.284 |  | Execution Date for ISA + 0.5 month | 20.7709 | 3.4618 | Execution Date for ISA + 0.5 month | 20.7709 | 3.4618 | 0 | 2022-09-30
CUF | % | 24.94% | Road, Building & other civil | 25.425 | 4.238 |  | Execution Date for ISA + 6 month | 24.2327 | 4.0388 | Execution Date for ISA + 6 month | 24.2327 | 4.0388 | 0 | 2023-03-31
Energy | MU | 1310.8464 | Evacuation - Sub-station | 116.8 | 19.467 |  | Execution Date for ISA + 12 months | 40.04 | 6.6733 | Execution Date for ISA + 12 months | 40.04 | 6.6733 | 0 | 2023-09-30
Park COD | Date | 2023-10-01 | Evacuation - Transmission Line | 104.3145 | 17.386
Life of Project | Years | 25 | Other Costs | 63.0664 | 10.511 |  | Half Yearly Charges (Rs Cr) |  |  | Half Yearly Charges (Rs Cr)
|  |  | Base Cost Total | 311.3112 | 51.89 |  | Project CoD + 1 day | 5.4491 | 0.90819 | Project CoD + 1 day | 4.8636 | 0.8106 | 0.58554 | 2024-03-31 | FY 24 | 2024 | 0
Financing |  |  | Contingency & Insurance Charges | 9.1237 | 1.521 |  | Project CoD + 0.5 years + 1 day | 9.841 | 1.6402 | Project CoD + 0.5 years + 1 day | 9.241 | 1.5402 | 0.6 | 2024-09-30 | FY 24 | 2024 | 3
Moratorium Period (from start of operations) | Years | 1 | Capital Expenditure | 320.4349 | 53.411 |  | Project CoD + 1 years + 1 day | 21.8465 | 3.6411 | Project CoD + 1 years + 1 day | 21.2316 | 3.5386 | 0.61482 | 2025-03-31 | FY 25 | 2025 | 3
Repayment Period | Years | 15 | IDC | 9.2618 | 0.154 |  | Project CoD + 1.5 years + 1 day | 14.9559 | 2.4927 | Project CoD + 1.5 years + 1 day | 14.3259 | 2.3877 | 0.63 | 2025-09-30 | FY 25 | 2025 | 3
Interest Rate | % | 8% | Capex including IDC | 329.6967 | 53.565 |  | Project CoD + 2 years + 1 day | 15.1164 | 2.5194 | Project CoD + 2 years + 1 day | 14.4709 | 2.4118 | 0.64556 | 2026-03-31 | FY 26 | 2026 | 3
[7 empty] | Project CoD + 2.5 years + 1 day | 14.9699 | 2.495 | Project CoD + 2.5 years + 1 day | 14.3084 | 2.3847 | 0.6615 | 2026-09-30 | FY 26 | 2026 | 3
Return |  |  | Financing | Rs Crore |  |  | Project CoD + 3 years + 1 day | 14.8384 | 2.4731 | Project CoD + 3 years + 1 day | 14.1605 | 2.3601 | 0.67784 | 2027-03-31 | FY 27 | 2027 | 3
Return on Equity (RoE) - Post Tax | % | 0% | Commerical Loan 1 | 161.5514 | 49% | 162.02 | Project CoD + 3.5 years + 1 day | 14.7079 | 2.4513 | Project CoD + 3.5 years + 1 day | 14.0133 | 2.3355 | 0.69458 | 2027-09-30 | FY 27 | 2027 | 3
|  |  | Commerical Loan 2 | 0 | 0% |  | Project CoD + 4 years + 1 day | 14.5789 | 2.4298 | Project CoD + 4 years + 1 day | 13.8672 | 2.3112 | 0.71173 | 2028-03-31 | FY 28 | 2028 | 3
Working Capital |  |  | Grant/ Capital Subsidy | 98.909 | 30% | 114.7163 | Project CoD + 4.5 years + 1 day | 14.4517 | 2.4086 | Project CoD + 4.5 years + 1 day | 13.7224 | 2.2871 | 0.7293 | 2028-09-30 | FY 28 | 2028 | 3
Receivables | Months | 1 | Deferred Capital Subisdy | -15.8073 | -4.795% |  | Project CoD + 5 years + 1 day | 14.3261 | 2.3877 | Project CoD + 5 years + 1 day | 13.5787 | 2.2631 | 0.74731 | 2029-03-31 | FY 29 | 2029 | 3
O&M | Months | 1 | Equity | 0 | 0% | 52.9604 | Project CoD + 5.5 years + 1 day | 14.2124 | 2.3687 | Project CoD + 5.5 years + 1 day | 13.4466 | 2.2411 | 0.76577 | 2029-09-30 | FY 29 | 2029 | 3
Maintenance spares | % | 0% | Developer Contribution - Upfront | 85.0436 | 25.79% |  | Project CoD + 6 years + 1 day | 14.0897 | 2.3483 | Project CoD + 6 years + 1 day | 13.305 | 2.2175 | 0.78468 | 2030-03-31 | FY 30 | 2030 | 3
IOWC | % | 10% | Additional Loan | 0 | 0% |  | Project CoD + 6.5 years + 1 day | 13.9693 | 2.3282 | Project CoD + 6.5 years + 1 day | 13.1652 | 2.1942 | 0.80406 | 2030-09-30 | FY 30 | 2030 | 3
Margin Money for WC | % | 25% | Total | 329.6967 | 100% |  | Project CoD + 7 years + 1 day | 13.8507 | 2.3084 | Project CoD + 7 years + 1 day | 13.0268 | 2.1711 | 0.82391 | 2031-03-31 | FY 31 | 2031 | 3
[5 empty] | 0 |  | Project CoD + 7.5 years + 1 day | 13.7339 | 2.289 | Project CoD + 7.5 years + 1 day | 12.8897 | 2.1483 | 0.84426 | 2031-09-30 | FY 31 | 2031 | 3
[7 empty] | Project CoD + 8 years + 1 day | 13.619 | 2.2698 | Project CoD + 8 years + 1 day | 12.7539 | 2.1257 | 0.86511 | 2032-03-31 | FY 32 | 2032 | 3
Tariff Assumptions |  |  | Park Infrastructure Cost Breakup | Share |  |  | Project CoD + 8.5 years + 1 day | 13.506 | 2.251 | Project CoD + 8.5 years + 1 day | 12.6196 | 2.1033 | 0.88647 | 2032-09-30 | FY 32 | 2032 | 3
Option2 |  | Yearly Tariff | Land | 0.5302% |  |  | Project CoD + 9 years + 1 day | 13.395 | 2.2325 | Project CoD + 9 years + 1 day | 12.4866 | 2.0811 | 0.90836 | 2033-03-31 | FY 33 | 2033 | 3
|  |  | Road, Building & other civil | 7.912% |  |  | Project CoD + 9.5 years + 1 day | 13.2859 | 2.2143 | Project CoD + 9.5 years + 1 day | 12.3551 | 2.0592 | 0.9308 | 2033-09-30 | FY 33 | 2033 | 3
COD Date |  | 2023-08-01 | Sub-station | 36.34% |  |  | Project CoD + 10 years + 1 day | 13.1789 | 2.1965 | Project CoD + 10 years + 1 day | 12.2251 | 2.0375 | 0.95378 | 2034-03-31 | FY 34 | 2034 | 3
|  |  | Transmission | 32.46% |  |  | Project CoD + 10.5 years + 1 day | 13.074 | 2.179 | Project CoD + 10.5 years + 1 day | 12.0966 | 2.0161 | 0.97734 | 2034-09-30 | FY 34 | 2034 | 3
|  |  | Other Costs | 19.62% |  |  | Project CoD + 11 years + 1 day | 12.9711 | 2.1618 | Project CoD + 11 years + 1 day | 11.9696 | 1.9949 | 1.0015 | 2035-03-31 | FY 35 | 2035 | 3
|  |  | Contingency & Insurance Charges | 2.84% |  |  | Project CoD + 11.5 years + 1 day | 12.8704 | 2.1451 | Project CoD + 11.5 years + 1 day | 11.8442 | 1.974 | 1.0262 | 2035-09-30 | FY 35 | 2035 | 3
|  |  | Total | 99.71% |  |  | Project CoD + 12 years + 1 day | 12.7719 | 2.1286 | Project CoD + 12 years + 1 day | 11.7203 | 1.9534 | 1.0515 | 2036-03-31 | FY 36 | 2036 | 3
|  |  | IDC | 0.2875% |  |  | Project CoD + 12.5 years + 1 day | 12.6756 | 2.1126 | Project CoD + 12.5 years + 1 day | 11.5981 | 1.933 | 1.0775 | 2036-09-30 | FY 36 | 2036 | 3
|  |  | Grand Total | 100% |  |  | Project CoD + 13 years + 1 day | 12.5816 | 2.0969 | Project CoD + 13 years + 1 day | 11.4775 | 1.9129 | 1.1041 | 2037-03-31 | FY 37 | 2037 | 3
[7 empty] | Project CoD + 13.5 years + 1 day | 13.4055 | 2.2343 | Project CoD + 13.5 years + 1 day | 12.2741 | 2.0457 | 1.1314 | 2037-09-30 | FY 37 | 2037 | 3
|  |  | Other Charges - Breakup | Rs Crore | Rs Lakh per MW |  | Project CoD + 14 years + 1 day | 13.2674 | 2.2112 | Project CoD + 14 years + 1 day | 12.1081 | 2.018 | 1.1593 | 2038-03-31 | FY 38 | 2038 | 3
|  |  | PMC Cost - Transmission | 17.6892 | 2.95 |  | Project CoD + 14.5 years + 1 day | 13.1832 | 2.1972 | Project CoD + 14.5 years + 1 day | 11.9952 | 1.9992 | 1.188 | 2038-09-30 | FY 38 | 2038 | 3
|  |  | PMC charges to MPUVNL - Upfront | 0 | 0.07 |  | Project CoD + 15 years + 1 day | 13.0986 | 2.1831 | Project CoD + 15 years + 1 day | 11.8813 | 1.9802 | 1.2173 | 2039-03-31 | FY 39 | 2039 | 3
|  |  | Local Area development charges | 12 | 0.12 |  | Project CoD + 15.5 years + 1 day | 6.4448 | 1.0741 | Project CoD + 15.5 years + 1 day | 5.1974 | 0.86624 | 1.2474 | 2039-09-30 | FY 39 | 2039 | 3
|  |  | Registration Cost | 6 | 2.5 |  | Project CoD + 16 years + 1 day | 7.101 | 1.1835 | Project CoD + 16 years + 1 day | 5.8229 | 0.97048 | 1.2782 | 2040-03-31 | FY 40 | 2040 | 3
|  |  | PSF Fees - IREDA | 0 | 1.08 |  | Project CoD + 16.5 years + 1 day | 7.2138 | 1.2023 | Project CoD + 16.5 years + 1 day | 5.9041 | 0.98402 | 1.3097 | 2040-09-30 | FY 40 | 2040 | 3
|  |  | Financing costs | 0.40388 | 0.8 |  | Project CoD + 17 years + 1 day | 7.3532 | 1.2255 | Project CoD + 17 years + 1 day | 6.0111 | 1.0019 | 1.3421 | 2041-03-31 | FY 41 | 2041 | 3
|  |  | ESIA Charges | 0.693 | 0.06 |  | Project CoD + 17.5 years + 1 day | 7.4943 | 1.249 | Project CoD + 17.5 years + 1 day | 6.1191 | 1.0198 | 1.3752 | 2041-09-30 | FY 41 | 2041 | 3
|  |  | RAP Cost | 15 | 2.5 |  | Project CoD + 18 years + 1 day | 7.6382 | 1.273 | Project CoD + 18 years + 1 day | 6.229 | 1.0382 | 1.4092 | 2042-03-31 | FY 42 | 2042 | 3
|  |  | ESMP Cost | 6.4998 | 1.08 |  | Project CoD + 18.5 years + 1 day | 7.7849 | 1.2975 | Project CoD + 18.5 years + 1 day | 6.3409 | 1.0568 | 1.444 | 2042-09-30 | FY 42 | 2042 | 3
|  |  | Pre operative expenses | 4.7806 | 0.79 |  | Project CoD + 19 years + 1 day | 7.9345 | 1.3224 | Project CoD + 19 years + 1 day | 6.4549 | 1.0758 | 1.4796 | 2043-03-31 | FY 43 | 2043 | 3
|  |  | Construction Power | 0.3838 | 0.06 |  | Project CoD + 19.5 years + 1 day | 8.0871 | 1.3479 | Project CoD + 19.5 years + 1 day | 6.571 | 1.0952 | 1.5162 | 2043-09-30 | FY 43 | 2043 | 3
|  |  | Construction Power | 0.84656 | 0.14 |  | Project CoD + 20 years + 1 day | 8.2428 | 1.3738 | Project CoD + 20 years + 1 day | 6.6891 | 1.1149 | 1.5536 | 2044-03-31 | FY 44 | 2044 | 3
|  |  | Independent Engineer Fee | 0.24 | 0.04 |  | Project CoD + 20.5 years + 1 day | 8.4014 | 1.4002 | Project CoD + 20.5 years + 1 day | 6.8095 | 1.1349 | 1.592 | 2044-09-30 | FY 44 | 2044 | 3
|  |  | Legal Charges | 0.15 | 0.03 |  | Project CoD + 21 years + 1 day | 8.5633 | 1.4272 | Project CoD + 21 years + 1 day | 6.932 | 1.1553 | 1.6313 | 2045-03-31 | FY 45 | 2045 | 3
|  |  | Connectivity Charges | 0.25 | 0.04 |  | Project CoD + 21.5 years + 1 day | 8.7283 | 1.4547 | Project CoD + 21.5 years + 1 day | 7.0567 | 1.1761 | 1.6716 | 2045-09-30 | FY 45 | 2045 | 3
|  |  | Regulatory Filing Charges | 0.35 | 0.06 |  | Project CoD + 22 years + 1 day | 8.8966 | 1.4828 | Project CoD + 22 years + 1 day | 7.1838 | 1.1973 | 1.7129 | 2046-03-31 | FY 46 | 2046 | 3
|  |  | DPR Preparation | 0.50702 | 0.08 |  | Project CoD + 22.5 years + 1 day | 9.0683 | 1.5114 | Project CoD + 22.5 years + 1 day | 7.3131 | 1.2189 | 1.7552 | 2046-09-30 | FY 46 | 2046 | 3
|  |  | TA Consultancy Charges | 2.0532 | 0.34 |  | Project CoD + 23 years + 1 day | 9.2433 | 1.5406 | Project CoD + 23 years + 1 day | 7.4448 | 1.2408 | 1.7985 | 2047-03-31 | FY 47 | 2047 | 3
|  |  | Other Charges Total | 63.0664 | 10.52 |  | Project CoD + 23.5 years + 1 day | 9.4218 | 1.5703 | Project CoD + 23.5 years + 1 day | 7.5789 | 1.2632 | 1.8429 | 2047-09-30 | FY 47 | 2047 | 3
[7 empty] | Project CoD + 24 years + 1 day | 9.6039 | 1.6006 | Project CoD + 24 years + 1 day | 7.7155 | 1.2859 | 1.8884 | 2048-03-31 | FY 48 | 2048 | 3
|  |  | Annual Charges | Rs Crore | Rs Lakh per MW |  | Project CoD + 24.5 years + 1 day | 9.7896 | 1.6316 | Project CoD + 24.5 years + 1 day | 7.8545 | 1.3091 | 1.9351 | 2048-09-30 | FY 48 | 2048 | 3
|  |  | O&M Total | 321.2372 | 53.5395 |  | Project CoD + 25 years | 0 | 0 | Project CoD + 25 years | 0 | 0 | 0 | 2049-03-31 | FY 49 | 2049 | 3
|  |  | MPUVNL Charges - Deferred | 0 | 0
Check
0
0
0
0
Particulars | Formula | Rs Crore | Roads | kM
Project Cost eligible for subsidy | a | 329.6967 | Saktapur S/S | 6.5 | 1.1 | 7.15
Subsidy computation |  |  | Chitramod S/S | 2.25 | 1.1 | 2.475
30% of Project Cost | b = 30%*a | 98.909 | Total | 8.75 |  | 9.625
Subsidy @ 20 Lakhs per MW | c = 0.2*600 | 120 | Gunjari Assembly | 1 | 0.75 | 0.75
Applicable Subsidy | d = Min (b, c) | 98.909 | Bilaya | 9 | 0.75 | 6.75
|  |  | Indhawadi | 9 | 0.75 | 6.75
|  |  | Saktapur | 1.8 | 0.75 | 1.35
|  |  | Total | 20.8 |  | 15.6
|  |  | Grand total | 29.55 |  | 25.225
Land - Government Parcel
|  |  | Saktapur | 29.179 | 280000 | 81.7012
|  |  | Chitramod | 28.449 | 300000 | 85.347
|  |  | Others (Bilaya, Indhawadi) | 1.242 | 280000 | 3.4776
|  |  | Sub-Total | 58.87 |  | 170.5258
PMC Charges
|  |  | MPUVNL | 0
|  |  | Upfront | 0
|  |  | Remaining | 0
|  |  | Items | Unit | Chitramod | Saktapur
|  |  | 220 kV Transmission Line (D/C) - Zebra | kM | 0 | 0
|  |  | 33/220 kV, 100 MVA Power Transformer | No. | 4 | 4
|  |  | 33 kV Incomer Bay (25 MW) | No. | 14 | 14
|  |  | 33 kV Transformer bay | No. | 4 | 4
|  |  | 220kV Power Transformer bay | No | 4 | 4
|  |  | 220 kV Line Bay+ Bus Section Bay | No. | 2 | 2
|  |  | Control & Communication | No. | 1 | 1
|  |  | Line Items | Units | Unit Cost (Rs Lakhs) | Base Cost (Rs Lakhs)
|  |  | Chitramod S/S | 1 | 5840 | 5840
|  |  | Saktapur S/S | 1 | 5840 | 5840
|  |  | Chitramod -Common Point – 220 kV DC-SC (Panther) line | 23.266 Ckt kM | 66.4654 | 1546.3828
|  |  | Saktapur – Common Point – 220 kV DC-SC (Panther) line | 51.082 Ckt kM | 66.1874 | 3380.985
|  |  | Common Point – Khandwa – 220 kV MC-SC (Panther) line | 115.644 Ckt kM | 33.3232 | 3853.6243
|  |  | ROW Compensation | 66.085 Ckt kM | 7.445 | 492
|  |  | Total |  |  | 20952.9921

## Interest Rate Assessment
9.5%
| Upfront Charges Assessment | Unit | Total Value | Net Present Value | Execution Date for ISA + 0.5 month | Execution Date for ISA + 6 month | Execution Date for ISA + 12 months | Project CoD + 1 day | Project CoD + 0.5 years + 1 day | Project CoD + 1 years + 1 day | Project CoD + 1.5 years + 1 day | Project CoD + 2 years + 1 day | Project CoD + 2.5 years + 1 day | Project CoD + 3 years + 1 day | Project CoD + 3.5 years + 1 day | Project CoD + 4 years + 1 day | Project CoD + 4.5 years + 1 day | Project CoD + 5 years + 1 day | Project CoD + 5.5 years + 1 day | Project CoD + 6 years + 1 day | Project CoD + 6.5 years + 1 day | Project CoD + 7 years + 1 day | Project CoD + 7.5 years + 1 day | Project CoD + 8 years + 1 day | Project CoD + 8.5 years + 1 day | Project CoD + 9 years + 1 day | Project CoD + 9.5 years + 1 day | Project CoD + 10 years + 1 day | Project CoD + 10.5 years + 1 day | Project CoD + 11 years + 1 day | Project CoD + 11.5 years + 1 day | Project CoD + 12 years + 1 day | Project CoD + 12.5 years + 1 day | Project CoD + 13 years + 1 day | Project CoD + 13.5 years + 1 day | Project CoD + 14 years + 1 day | Project CoD + 14.5 years + 1 day | Project CoD + 15 years + 1 day | Project CoD + 15.5 years + 1 day | Project CoD + 16 years + 1 day | Project CoD + 16.5 years + 1 day | Project CoD + 17 years + 1 day | Project CoD + 17.5 years + 1 day | Project CoD + 18 years + 1 day | Project CoD + 18.5 years + 1 day | Project CoD + 19 years + 1 day | Project CoD + 19.5 years + 1 day | Project CoD + 20 years + 1 day | Project CoD + 20.5 years + 1 day | Project CoD + 21 years + 1 day | Project CoD + 21.5 years + 1 day | Project CoD + 22 years + 1 day | Project CoD + 22.5 years + 1 day | Project CoD + 23 years + 1 day | Project CoD + 23.5 years + 1 day | Project CoD + 24 years + 1 day | Project CoD + 24.5 years + 1 day | Project CoD + 25 years
A | Base Case | Rs Cr. | 663.8766 | 175.6022 | 20.7709 | 24.2327 | 40.04 | 5.4491 | 9.841 | 21.8465 | 14.9559 | 15.1164 | 14.9699 | 14.8384 | 14.7079 | 14.5789 | 14.4517 | 14.3261 | 14.2124 | 14.0897 | 13.9693 | 13.8507 | 13.7339 | 13.619 | 13.506 | 13.395 | 13.2859 | 13.1789 | 13.074 | 12.9711 | 12.8704 | 12.7719 | 12.6756 | 12.5816 | 13.4055 | 13.2674 | 13.1832 | 13.0986 | 6.4448 | 7.101 | 7.2138 | 7.3532 | 7.4943 | 7.6382 | 7.7849 | 7.9345 | 8.0871 | 8.2428 | 8.4014 | 8.5633 | 8.7283 | 8.8966 | 9.0683 | 9.2433 | 9.4218 | 9.6039 | 9.7896 | 0
|  | Rs Lakhs/MW | 110.6461 | 29.267 | 3.4618 | 4.0388 | 6.6733 | 0.90819 | 1.6402 | 3.6411 | 2.4927 | 2.5194 | 2.495 | 2.4731 | 2.4513 | 2.4298 | 2.4086 | 2.3877 | 2.3687 | 2.3483 | 2.3282 | 2.3084 | 2.289 | 2.2698 | 2.251 | 2.2325 | 2.2143 | 2.1965 | 2.179 | 2.1618 | 2.1451 | 2.1286 | 2.1126 | 2.0969 | 2.2343 | 2.2112 | 2.1972 | 2.1831 | 1.0741 | 1.1835 | 1.2023 | 1.2255 | 1.249 | 1.273 | 1.2975 | 1.3224 | 1.3479 | 1.3738 | 1.4002 | 1.4272 | 1.4547 | 1.4828 | 1.5114 | 1.5406 | 1.5703 | 1.6006 | 1.6316 | 0
B | Interest Rate - 9.5% & A&G - 0.20 lakh/MW | Rs Cr. | 687.0554 | 184.0747 | 20.883 | 24.3636 | 40.328 | 8.1873 | 11.0051 | 23.1017 | 16.1134 | 16.2352 | 16.0473 | 15.8747 | 15.7029 | 15.5329 | 15.3644 | 15.1976 | 15.0335 | 14.8701 | 14.7085 | 14.5487 | 14.3907 | 14.2347 | 14.0805 | 13.9283 | 13.778 | 13.6298 | 13.4837 | 13.3396 | 13.1977 | 13.058 | 12.9206 | 12.7854 | 13.573 | 13.3935 | 13.2681 | 13.1423 | 13.0193 | 0.99282 | 7.4823 | 7.3427 | 7.4959 | 7.6393 | 7.7861 | 7.9357 | 8.0883 | 8.2439 | 8.4026 | 8.5645 | 8.7295 | 8.8978 | 9.0695 | 9.2445 | 9.423 | 9.6051 | 9.7908 | 0
|  | Rs Lakhs/MW | 114.5092 | 30.6791 | 3.4805 | 4.0606 | 6.7213 | 1.3646 | 1.8342 | 3.8503 | 2.6856 | 2.7059 | 2.6746 | 2.6458 | 2.6172 | 2.5888 | 2.5607 | 2.5329 | 2.5056 | 2.4783 | 2.4514 | 2.4248 | 2.3985 | 2.3724 | 2.3467 | 2.3214 | 2.2963 | 2.2716 | 2.2473 | 2.2233 | 2.1996 | 2.1763 | 2.1534 | 2.1309 | 2.2622 | 2.2322 | 2.2113 | 2.1904 | 2.1699 | 0.16547 | 1.2471 | 1.2238 | 1.2493 | 1.2732 | 1.2977 | 1.3226 | 1.3481 | 1.374 | 1.4004 | 1.4274 | 1.4549 | 1.483 | 1.5116 | 1.5408 | 1.5705 | 1.6009 | 1.6318 | 0
C | Interest Rate - 9.5% & A&G - 0.1 lakh/MW | Rs Cr. | 658.3167 | 180.952 | 20.883 | 24.3636 | 40.328 | 7.8594 | 10.702 | 22.7896 | 15.7938 | 15.9077 | 15.7118 | 15.5308 | 15.3506 | 15.1718 | 14.9944 | 14.8185 | 14.6448 | 14.4718 | 14.3004 | 14.1305 | 13.9623 | 13.7956 | 13.6306 | 13.4673 | 13.3056 | 13.1457 | 12.9876 | 12.8314 | 12.6769 | 12.5244 | 12.3737 | 12.225 | 12.9988 | 12.8051 | 12.6652 | 12.5245 | 12.3862 | 0.34441 | 6.8179 | 6.6618 | 6.7983 | 6.9244 | 7.0535 | 7.1851 | 7.3191 | 7.4558 | 7.595 | 7.7369 | 7.8815 | 8.0289 | 8.1791 | 8.3321 | 8.4881 | 8.6471 | 8.8091 | 0
|  | Rs Lakhs/MW | 109.7195 | 30.1587 | 3.4805 | 4.0606 | 6.7213 | 1.3099 | 1.7837 | 3.7983 | 2.6323 | 2.6513 | 2.6186 | 2.5885 | 2.5584 | 2.5286 | 2.4991 | 2.4697 | 2.4408 | 2.412 | 2.3834 | 2.3551 | 2.327 | 2.2993 | 2.2718 | 2.2445 | 2.2176 | 2.191 | 2.1646 | 2.1386 | 2.1128 | 2.0874 | 2.0623 | 2.0375 | 2.1665 | 2.1342 | 2.1109 | 2.0874 | 2.0644 | 0.057402 | 1.1363 | 1.1103 | 1.133 | 1.1541 | 1.1756 | 1.1975 | 1.2199 | 1.2426 | 1.2658 | 1.2895 | 1.3136 | 1.3381 | 1.3632 | 1.3887 | 1.4147 | 1.4412 | 1.4682 | 0
D | Interest Rate - 9.5% & A&G - 0.0 lakh/MW | Rs Cr. | 629.578 | 177.8293 | 20.883 | 24.3636 | 40.328 | 7.5316 | 10.399 | 22.4775 | 15.4742 | 15.5802 | 15.3762 | 15.1869 | 14.9982 | 14.8107 | 14.6244 | 14.4394 | 14.2562 | 14.0736 | 13.8923 | 13.7124 | 13.5338 | 13.3565 | 13.1807 | 13.0062 | 12.8332 | 12.6617 | 12.4916 | 12.3231 | 12.1561 | 11.9907 | 11.8269 | 11.6647 | 12.4246 | 12.2167 | 12.0622 | 11.9067 | 11.7532 | -0.304 | 6.1535 | 5.981 | 6.1006 | 6.2095 | 6.321 | 6.4345 | 6.55 | 6.6676 | 6.7874 | 6.9093 | 7.0335 | 7.1599 | 7.2887 | 7.4197 | 7.5532 | 7.6891 | 7.8275 | 0
|  | Rs Lakhs/MW | 104.9297 | 29.6382 | 3.4805 | 4.0606 | 6.7213 | 1.2553 | 1.7332 | 3.7462 | 2.579 | 2.5967 | 2.5627 | 2.5312 | 2.4997 | 2.4685 | 2.4374 | 2.4066 | 2.376 | 2.3456 | 2.3154 | 2.2854 | 2.2556 | 2.2261 | 2.1968 | 2.1677 | 2.1389 | 2.1103 | 2.0819 | 2.0538 | 2.026 | 1.9984 | 1.9711 | 1.9441 | 2.0708 | 2.0361 | 2.0104 | 1.9845 | 1.9589 | -0.050666 | 1.0256 | 0.99683 | 1.0168 | 1.0349 | 1.0535 | 1.0724 | 1.0917 | 1.1113 | 1.1312 | 1.1516 | 1.1722 | 1.1933 | 1.2148 | 1.2366 | 1.2589 | 1.2815 | 1.3046 | 0
E = A - B | Increased Cost due to IDC & Interest Payment | Rs Cr. | -23.1788 | -8.4725 | -0.11215 | -0.13085 | -0.28794 | -2.7382 | -1.1641 | -1.2552 | -1.1575 | -1.1188 | -1.0775 | -1.0363 | -0.9951 | -0.95391 | -0.91273 | -0.87154 | -0.8211 | -0.78041 | -0.73919 | -0.69801 | -0.65682 | -0.61564 | -0.57445 | -0.53327 | -0.49208 | -0.45089 | -0.40971 | -0.36852 | -0.32734 | -0.28615 | -0.24497 | -0.20378 | -0.16751 | -0.12606 | -0.084888 | -0.043701 | -6.5745 | 6.1082 | -0.26851 | 0.010556 | -0.0016624 | -0.0011337 | -0.0011628 | -0.0011676 | -0.0011735 | -0.0011793 | -0.0011852 | -0.0011911 | -0.001197 | -0.001203 | -0.001209 | -0.001215 | -0.0012211 | -0.0012272 | -0.0012333 | 0
|  | Rs Lakhs/MW | -3.8631 | -1.4121 | -0.018692 | -0.021808 | -0.04799 | -0.45636 | -0.19402 | -0.2092 | -0.19291 | -0.18646 | -0.17958 | -0.17271 | -0.16585 | -0.15899 | -0.15212 | -0.14526 | -0.13685 | -0.13007 | -0.1232 | -0.11633 | -0.10947 | -0.10261 | -0.095742 | -0.088878 | -0.082013 | -0.075149 | -0.068285 | -0.06142 | -0.054556 | -0.047692 | -0.040828 | -0.033963 | -0.027918 | -0.02101 | -0.014148 | -0.0072836 | -1.0958 | 1.018 | -0.044751 | 0.0017594 | -0.00027707 | -0.00018894 | -0.0001938 | -0.0001946 | -0.00019558 | -0.00019655 | -0.00019753 | -0.00019852 | -0.00019951 | -0.0002005 | -0.0002015 | -0.00020251 | -0.00020352 | -0.00020453 | -0.00020555 | 0
F = A - C | Increased Cost due to IDC & Interest Payment | Rs Cr. | 5.5599 | -5.3498 | -0.11215 | -0.13085 | -0.28794 | -2.4103 | -0.86108 | -0.94312 | -0.83788 | -0.79126 | -0.74188 | -0.69241 | -0.64273 | -0.59285 | -0.54274 | -0.49242 | -0.43245 | -0.38217 | -0.33112 | -0.27986 | -0.22835 | -0.17658 | -0.12455 | -0.072254 | -0.019683 | 0.033169 | 0.086308 | 0.13974 | 0.19348 | 0.24753 | 0.30189 | 0.35658 | 0.40669 | 0.46232 | 0.51802 | 0.5741 | -5.9414 | 6.7566 | 0.39593 | 0.6914 | 0.69599 | 0.71375 | 0.73137 | 0.74946 | 0.76799 | 0.78698 | 0.80644 | 0.82638 | 0.84681 | 0.86774 | 0.88919 | 0.91118 | 0.9337 | 0.95678 | 0.98044 | 0
|  | Rs Lakhs/MW | 0.92665 | -0.89163 | -0.018692 | -0.021808 | -0.04799 | -0.40172 | -0.14351 | -0.15719 | -0.13965 | -0.13188 | -0.12365 | -0.1154 | -0.10712 | -0.098808 | -0.090457 | -0.08207 | -0.072075 | -0.063694 | -0.055187 | -0.046643 | -0.038058 | -0.02943 | -0.020758 | -0.012042 | -0.0032805 | 0.0055281 | 0.014385 | 0.023291 | 0.032247 | 0.041255 | 0.050315 | 0.05943 | 0.067782 | 0.077054 | 0.086337 | 0.095683 | -0.99024 | 1.1261 | 0.065988 | 0.11523 | 0.116 | 0.11896 | 0.1219 | 0.12491 | 0.128 | 0.13116 | 0.13441 | 0.13773 | 0.14113 | 0.14462 | 0.1482 | 0.15186 | 0.15562 | 0.15946 | 0.16341 | 0
G = A - D | Increased Cost due to IDC & Interest Payment | Rs Cr. | 34.2986 | -2.2271 | -0.11215 | -0.13085 | -0.28794 | -2.0824 | -0.55805 | -0.63101 | -0.51828 | -0.46377 | -0.4063 | -0.34854 | -0.29037 | -0.23178 | -0.17276 | -0.1133 | -0.043798 | 0.016072 | 0.076954 | 0.13829 | 0.20013 | 0.26248 | 0.32535 | 0.38876 | 0.45271 | 0.51723 | 0.58232 | 0.64801 | 0.7143 | 0.78121 | 0.84875 | 0.91695 | 0.9809 | 1.0507 | 1.1209 | 1.1919 | -5.3084 | 7.405 | 1.0604 | 1.3722 | 1.3936 | 1.4286 | 1.4639 | 1.5001 | 1.5372 | 1.5751 | 1.6141 | 1.6539 | 1.6948 | 1.7367 | 1.7796 | 1.8236 | 1.8686 | 1.9148 | 1.9621 | 0
|  | Rs Lakhs/MW | 5.7164 | -0.37118 | -0.018692 | -0.021808 | -0.04799 | -0.34707 | -0.093008 | -0.10517 | -0.08638 | -0.077294 | -0.067716 | -0.05809 | -0.048395 | -0.03863 | -0.028794 | -0.018884 | -0.0072996 | 0.0026787 | 0.012826 | 0.023049 | 0.033355 | 0.043747 | 0.054225 | 0.064793 | 0.075452 | 0.086205 | 0.097054 | 0.108 | 0.11905 | 0.1302 | 0.14146 | 0.15282 | 0.16348 | 0.17512 | 0.18682 | 0.19865 | -0.88473 | 1.2342 | 0.17673 | 0.22871 | 0.23227 | 0.23811 | 0.24399 | 0.25001 | 0.25619 | 0.26252 | 0.26901 | 0.27566 | 0.28247 | 0.28945 | 0.2966 | 0.30393 | 0.31144 | 0.31913 | 0.32702 | 0

## Capex
|  |  |  | Cost (Rs per unit) |  |  |  | Total Cost | Cost per MW
Infrastructure |  | Unit | Unit | Base Price |  | Misc | Net Price | Rs lakh | Rs Lakh /MW
Land Cost
Land | Govt Land | Hectare | 58.87 | 289665.0246 |  |  | 289665.0246 | 170.5258 | 0.28 | Yes
Land | Private Land | Hectare | 0 | 0 |  |  | 0 | 0 | 0 | Yes
Land Total | Sub-total |  | 58.87 |  |  |  | 289665 | 170.5258 | 0.28 |  |  | 34% | 33% | 33% | 57.9788 | 56.2735 | 56.2735
Other Cost | [6 empty] | 0 | 0 | 0
Land Total | Total |  | 58.87 |  |  |  | 289665 | 170.5258 | 0.28
Road and associated infrastructure
Road length - 5.5 metre |  | kM | 8.75 | 11000000 | 0 | 0 | 11000000 | 962.5 | 1.6
Road length - 3.75 metre |  | kM | 20.8 | 7500000 | 0 | 0 | 7500000 | 1560 | 2.6
Drainage |  | kM | 0 | 7500000 | 0 | 0 | 7500000 | 0 | 0
Roads & Drainage Cost | Total |  | 29.55 |  |  |  | 8536379 | 2522.5 | 4.2 |  |  | 10% | 45% | 45% | 252.25 | 1135.125 | 1135.125
Buildings & Civil structures
Building & Civil Structures |  | Hectare | 0 | 1200000 | 0 | 0 | 1200000 | 0 | 0
Water Infrastruture Cost |  | Rs Lakh | 4 | 500000 | 0 | 0 | 500000 | 20 | 0.03
Storage Area |  | Hectare | 0 | 1200000 | 0 | 0 | 1200000 | 0 | 0
Building & Civil | Total |  | 0 |  |  |  | 0 | 20 | 0.03 |  |  | 100% |  |  | 20 | 0 | 0
Substation
Transformer (33/220kV) | 110 MVA | MW | 8 | 55000000 | 0 | 0 | 55000000 | 4400 | 7.33
Bays - Incoming | 33 kV | Nos | 36 | 8000000 | 0 | 0 | 8000000 | 2880 | 4.8
Bays - Outgoing | 220 kV | Nos | 14 | 30000000 | 0 | 0 | 30000000 | 4200 | 7 |  | Also include 220kV Bay at STU S/S
Control & Communication |  | Nos | 2 | 10000000 | 0 | 0 | 10000000 | 200 | 0.33
Sub-station | Total |  | 2 |  |  |  | 584000000 | 11680 | 19.46 |  |  | 25% | 45% | 30% | 2920 | 5256 | 3504
Transmission Line
Saktapur - Chhegaon | incl M/C line | kM | 40.544 | 13318880.9526 | 0 | 0 | 13318880.9526 | 5400.0071 | 9 |  |  | 25% | 45% | 30% | 1350.0018 | 2430.0032 | 1620.0021
Chitramod - Chhegaon | incl M/C line | kM | 54.452 | 8511967.0675 | 0 | 0 | 8511967.0675 | 4634.9363 | 7.72 |  |  | 25% | 45% | 30% | 1158.7341 | 2085.7213 | 1390.4809
ROW | Both lines | kM | 66.085 | 600000 | 0 | 0 | 600000 | 396.51 | 0.66 |  |  | 25% | 45% | 30% | 99.1275 | 178.4295 | 118.953
Transmission Line | Total |  | 94.996 |  |  |  | 10980940 | 10431.4534 | 17.38 |  |  | 25% | 45% | 30%
Other costs
PMC Cost - Transmission | % of Electric infra | Rs Lakh | 8% | 22111.4534 | 0 | 0 | 22111.4534 | 1768.9163 | 2.95 |  |  | 25% | 45% | 30% | 442.2291 | 796.0123 | 530.6749
PMC charges to MPUVNL - Upfront | % of Project Cost | Rs Lakh | 100% | 0 | 0 | 0 | 0 | 0 | 0 |  | Delete - Revised 15-Mar-2022 | 0% | 50% | 50% | 0 | 0 | 0
Local Area development charges |  | Rs L/ MW | 600 | 2 | 0 | 0 | 2 | 1200 | 2 |  |  | 0% | 50% | 50% | 0 | 600 | 600
Registration Cost |  | Rs L/ MW | 600 | 1 | 0 | 0 | 1 | 600 | 1 |  |  | 100% |  |  | 600 | 0 | 0
PSF Fees - IREDA | % of MSO |  | 0% | 9667.4922 |  |  | 9667.4922 | 0 | 0 |  | Annual Charges - Revised 15-Mar-2022 | 0% | 0% | 100% | 0 | 0 | 0
Financing costs | % of Debt Cost | Rs Lakh | 0.25% | 16155.1371 | 0 | 0 | 16155.1371 | 40.3878 | 0.07 |  |  | 0% | 100% |  | 0 | 40.3878 | 0
ESIA Charges |  |  | 1 | 69.3 | 0 | 0 | 69.3 | 69.3 | 0.12 |  | 1.71 | 100% |  |  | 69.3 | 0 | 0
RAP Cost |  | Rs L/ MW | 600 | 2.5 | 0 | 0 | 2.5 | 1500 | 2.5 |  | 25.43 | 50% | 50% |  | 750 | 750 | 0
ESMP Cost |  | Rs L/ MW | 600 | 1.0833 | 0 | 0 | 1.0833 | 649.98 | 1.08 |  | - | 50% | 50% |  | 324.99 | 324.99 | 0
Pre operative expenses |  |  | 600 |  |  |  | 79676 | 478.0579 | 0.8 |  | 116.8
Construction power | 33 kV Line | Rs Lakh | 1 | 38.38 | 0 | 0 | 38.38 | 38.38 | 0.06 |  | 104.32 | 100% |  |  | 38.38 | 0 | 0
Boundary Demarcation (Buoys) |  | Rs Lakh | 64 | 1.3228 | 0 | 0 | 1.3228 | 84.656 | 0.14 |  | 17.69 | 100% |  |  | 84.656 | 0 | 0
Independent Engineer Fee |  | Rs L/ visit | 12 | 2 |  |  | 2 | 24 | 0.04 |  | 0.69 |  |  | 100% | 0 | 0 | 24
Legal Charges |  | Rs Lakh | 1 | 15 |  |  | 15 | 15 | 0.03 | 53.54 | 4.78 | 25% | 25% | 50% | 3.75 | 3.75 | 7.5
Connectivity Charges |  | Rs Lakh | 1 | 25 |  |  | 25 | 25 | 0.04 | 82.35 | 0.41 | 100% |  |  | 25 | 0 | 0
Regulatory Filing Charges |  | Rs Lakh | 1 | 35 |  |  | 35 | 35 | 0.06 |  | 9.12 | 25% | 25% | 50% | 8.75 | 8.75 | 17.5
DPR Preparation |  | Rs Lakh | 1 | 50.7019 |  |  | 50.7019 | 50.7019 | 0.08 |  | 10.21 | 100% |  |  | 50.7019 | 0 | 0
TA Consultancy Charges |  | Rs Lakh | 1 | 205.32 |  |  | 205.32 | 205.32 | 0.34 |  | 6 | 0% | 50% | 50% | 0 | 102.66 | 102.66
Other costs | Total |  | 600 |  |  |  | 1051107 | 6306.6421 | 10.52 |  | 28.81
Infrastructure Cost | Total |  | 600 |  |  |  |  | 31131.1213 | 51.87 |  | 12
Insurance | % of Hard Cost |  | 0.2% | 24257.4434 |  |  | 24257.4454 | 48.5149 | 0.08 |  | 15 | 0% | 50% | 50% | 0 | 24.2574 | 24.2574
Contingency | % of Hard Cost |  | 3% | 28795.1692 |  |  | 28795.1992 | 863.856 | 1.44 |  | 6.5 |  |  | 100% | 0 | 0 | 863.856
Tax | No separate tax | [5 empty] | 0 | 0 | 0 | No |  |  |  | 100% | 0 | 0 | 0
Insurance & Contingency | Total |  | 600 |  |  |  | 152062 | 912.3709 | 1.52 |  | 15
Project Cost | Total | [6 empty] | 32043.4921 | 53.39 |  | 6.5 |  |  |  | 8255.8491 | 13792.3602 | 9995.2828 | 0
IDC | [7 empty] | 926.1754 |  |  |  | 0% | 50% | 50%
Total Project Cost incl IDC | [7 empty] | 32969.6675
ROAD - DETAILED BREAKUP
Road Construction Cost
5.5 m wide road
Saktapur Site - Saktapur Village | S/S 1 | kM | 0.75 | 11000000 |  |  | 11000000 | 82.5 | 0.14
Saktapur Vill - Mohna Main road | S/S 1 | kM | 5.75 | 11000000 |  |  | 11000000 | 632.5 | 1.05
Chitramod - Chitramod Village | S/S 2 | kM | 1.5 | 11000000 |  |  | 11000000 | 165 | 0.28
Chitramod Village - Main Road | S/S 2 | kM | 0.75 | 11000000 |  |  | 11000000 | 82.5 | 0.14
Sub-total |  |  | 8.75 |  |  |  | 110 | 962.5 | 1.61
3.75 m wide Road
Saktapur Village - Ghohalgaon | Assembly | kM | 1.8 | 7500000 |  |  | 7500000 | 135 | 0.23
Indhawadi Site - Hantiya | Assembly | kM | 9 | 7500000 |  |  | 7500000 | 675 | 1.13
Gunjari Site - Main road | Assembly | kM | 1 | 7500000 |  |  | 7500000 | 75 | 0.13
Bilaya Site - Main road | Assembly | kM | 9 | 7500000 |  |  | 7500000 | 675 | 1.13
Sub-total |  |  | 20.8 |  |  |  |  | 1560 | 2.62
Road - Total |  |  | 29.55 |  |  |  |  | 2522.5 | 4.23
Land Acquisition - Detailed Breakup
Sub-station
Saktapur S/S | Govt Land | Hectare | 28.329 | 280000 |  |  | 280000 | 79.3212 | 0.13
Saktapur S/S | Private Land | Hectare | 0 | 280000 |  |  | 280000 | 0 | 0
Chitramod S/S | Govt Land | Hectare | 28.329 | 300000 |  |  | 300000 | 84.987 | 0.14
Chitramod S/S | Private Land | Hectare | 0 | 300000 |  |  | 300000 | 0 | 0
Sub-total |  |  | 56.658 | 290000 |  |  |  | 164.3082 | 0.27
Road
Saktapur Site - Saktapur Village | Govt Land | Hectare | 0.85 | 280000 |  |  | 280000 | 2.38 | 0
Saktapur Site - Saktapur Village | Private Land | Hectare | 0 | 280000 |  |  | 280000 | 0 | 0
Chitramod - Chitramod Village | Govt Land | Hectare | 0.12 | 300000 |  |  | 300000 | 0.36 | 0
Chitramod - Chitramod Village | Private Land | Hectare | 0 | 300000 |  |  | 300000 | 0 | 0
Indhawadi Site - Hantiya | Govt Land | Hectare | 0.495 | 280000 |  |  | 280000 | 1.386 | 0
Indhawadi Site - Hantiya | Private Land | Hectare | 0 | 280000 |  |  | 280000 | 0 | 0
Bilaya Site - Main road | Govt Land | Hectare | 0.747 | 280000 |  |  | 280000 | 2.0916 | 0
Bilaya Site - Main road | Private Land | Hectare | 0 | 280000 |  |  | 280000 | 0 | 0
Sub-total |  |  | 2.212 | 281085 |  |  |  | 6.2176 | 0
Other Charges - Land
Stamp Duty Charges | Private Land |  | 0% | 0 |  |  | 0 | 0 | 0
Registration Charges | Private Land |  | 0% | 0 |  |  | 0 | 0 | 0
Admin Charges | Private Land |  | 0% | 0 |  |  | 0 | 0 | 0
Sub-total | [7 empty] | 0 | 0
Total Land Cost |  |  | 58.87 | 289665 |  |  |  | 170.5258 | 0.27
TRANSMISSION LINE - DETAILED BREAKUP
Saktapur - Common Point |  | kM | 11.633 | 13293070.0502 |  |  | 13293070.0502 | 1546.3828 | 2.58
Chitramod - Common Point |  | kM | 25.541 | 13237481.0758 |  |  | 13237481.0758 | 3380.985 | 5.63
Common Point - Chhegaon (Phase 1) |  | kM | 28.911 | 13329266.5576 |  |  | 13329266.5576 | 3853.6243 | 6.42
Common Point - Chhegaon (Phase 2) |  | kM | 28.911 | 4337280.8482 |  |  | 4337280.8482 | 1253.9513 | 2.09
Total Line Construction |  |  | 66.085 |  |  |  | 13287420.9503 | 8780.9921 | 14.63
ROW - For compensation |  | kM | 66.085 | 600000 |  |  | 600000 | 396.51 | 0.66
Forest - For Compensation |  | kM | 0 | 10000000 |  |  | 10000000 | 0 | 0
Total ROW Cost |  |  | 66.085 | 600000 |  |  | 600000 | 396.51 | 0.66
Operation and Maintenance Charges |  | Unit | Unit | Base Price |  | Contingency | Net Price | Rs lakh | Rs Lakh /MW
Water Use Charges |  | Rs per Litre | 0 | 0 |  |  | 0 | 0 | 0
Land Use Charges |  | Rs per hectare | 0 | 0 |  |  | 0 | 0 | 0
Power Consumption Charges |  | Rs per MW | 0 | 0 |  |  | 0 | 0 | 0
SLDC Charges |  | Rs per MW | 600 | 0 |  |  | 0 | 0 | 0
Administrative and General Expenses |  | Rs per MW | 600 | 0.2 |  |  | 0.2 | 120 | 0.2
Transmission O&M Charges |  | Rs per MW | 600 | 1.047 |  |  | 1.047 | 628.2 | 1.05
Minimum Supply Obligation |  | Re per kWh | 327711600 | 2.95 |  |  | 2.95 | 9667.4922 | 16.11 |  | CHECK
0
Capex Summary | [7 empty] | Rs Crore |  |  |  | Original | % Change
Land |  | Rs Crore | [5 empty] | 1.7053 |  | 1.7053 |  | 1.4399 | 18.43% | 0.26536
Road, Building,Water Infra, Fencing |  | Rs Crore | [5 empty] | 25.425 |  | 25.425 |  | 19.7 | 29.06% | 5.725
Electrical Infrastructure (S/S & Transmission) excl ROW |  | Rs Crore | [5 empty] | 217.1494 | 3.9651 | 221.1145 |  | 159.2 | 36.4% | 57.9494
Other Costs |  | Rs Crore | [5 empty] | 67.0315 |  | 63.0664 |  | 87.9434 | -23.78% | -20.9119
Incidental Expenses during construction - Pre-operative costs, IDC, Finance Cost, Project Management Costs |  | Rs Crore | [5 empty] | 22.1236 |  | 22.1236 |  | 22.5304 | -1.806% | -0.4068
Grid Connectivity, LTOA Charges |  | Rs Crore | [5 empty] | 0.75 |  | 0.75 |  | 0.7 | 7.143% | 0.05
Environment & Social Costs (ESIA, RAP, ESMP) |  | Rs Crore | [5 empty] | 22.1928 |  | 22.1928 |  | 39.693 | -44.09% | -17.5002
Registration, Land conversion, Crop compensation, ROW, LADC |  | Rs Crore | [5 empty] | 21.9651 | -3.9651 | 18 |  | 25.02 | -12.21% | -3.0549
Insurance & Contingency |  | Rs Crore | [5 empty] | 9.1237 |  | 9.1237 |  | 9.84 | -7.279% | -0.71629
IDC |  | Rs Crore | [5 empty] | 9.2618 |  | 9.2618 |  | 6.86 | 35.01% | 2.4018
Capital Expenditure ( IDC) |  | Rs Crore | [5 empty] | 329.6967 |  | 311.3112 |  | 284.9833 |  | 44.7134
PMC for MPUVNL - Deferred |  | Rs Crore | [5 empty] | 0

## Working
| Particulars | Units | 2021 | 2022 | 2022 | 2023 | 2023 | 2024 | 2024 | 2025 | 2025 | 2026 | 2026 | 2027 | 2027 | 2028 | 2028 | 2029 | 2029 | 2030 | 2030 | 2031 | 2031 | 2032 | 2032 | 2033 | 2033 | 2034 | 2034 | 2035 | 2035 | 2036 | 2036 | 2037 | 2037 | 2038 | 2038 | 2039 | 2039 | 2040 | 2040 | 2041 | 2041 | 2042 | 2042 | 2043 | 2043 | 2044 | 2044 | 2045 | 2045 | 2046 | 2046 | 2047 | 2047 | 2048 | 2048 | 2049 | 2049 | 2050 | 2050 | 2051 | 2051
 | time axis 2021-03-31 to 2051-03-31
| Financial Year |  | 2021-03-31 | 2022-03-31 | 2022-03-31 | 2023-03-31 | 2023-03-31 | 2024-03-31 | 2024-03-31 | 2025-03-31 | 2025-03-31 | 2026-03-31 | 2026-03-31 | 2027-03-31 | 2027-03-31 | 2028-03-31 | 2028-03-31 | 2029-03-31 | 2029-03-31 | 2030-03-31 | 2030-03-31 | 2031-03-31 | 2031-03-31 | 2032-03-31 | 2032-03-31 | 2033-03-31 | 2033-03-31 | 2034-03-31 | 2034-03-31 | 2035-03-31 | 2035-03-31 | 2036-03-31 | 2036-03-31 | 2037-03-31 | 2037-03-31 | 2038-03-31 | 2038-03-31 | 2039-03-31 | 2039-03-31 | 2040-03-31 | 2040-03-31 | 2041-03-31 | 2041-03-31 | 2042-03-31 | 2042-03-31 | 2043-03-31 | 2043-03-31 | 2044-03-31 | 2044-03-31 | 2045-03-31 | 2045-03-31 | 2046-03-31 | 2046-03-31 | 2047-03-31 | 2047-03-31 | 2048-03-31 | 2048-03-31 | 2049-03-31 | 2049-03-31 | 2050-03-31 | 2050-03-31 | 2051-03-31 | 2051-03-31
General
| Is Operational ? |  |  | 0 | 0 | 0 | 0 | 0 | 1 | 1 | 1 | 1 | 1 | 1 | 1 | 1 | 1 | 1 | 1 | 1 | 1 | 1 | 1 | 1 | 1 | 1 | 1 | 1 | 1 | 1 | 1 | 1 | 1 | 1 | 1 | 1 | 1 | 1 | 1 | 1 | 1 | 1 | 1 | 1 | 1 | 1 | 1 | 1 | 1 | 1 | 1 | 1 | 1 | 1 | 1 | 1 | 1 | 1 | 0 | 0 | 0 | 0 | 0
| Half Year Number |  |  | 0 | 0 | 0 | 0 | 0 | 1 | 2 | 3 | 4 | 5 | 6 | 7 | 8 | 9 | 10 | 11 | 12 | 13 | 14 | 15 | 16 | 17 | 18 | 19 | 20 | 21 | 22 | 23 | 24 | 25 | 26 | 27 | 28 | 29 | 30 | 31 | 32 | 33 | 34 | 35 | 36 | 37 | 38 | 39 | 40 | 41 | 42 | 43 | 44 | 45 | 46 | 47 | 48 | 49 | 50 | 50 | 50 | 50 | 50 | 50
| Days in Half year |  |  | 183 | 182 | 183 | 182 | 183 | 183 | 183 | 182 | 183 | 182 | 183 | 182 | 183 | 183 | 183 | 182 | 183 | 182 | 183 | 182 | 183 | 183 | 183 | 182 | 183 | 182 | 183 | 182 | 183 | 183 | 183 | 182 | 183 | 182 | 183 | 182 | 183 | 183 | 183 | 182 | 183 | 182 | 183 | 182 | 183 | 183 | 183 | 182 | 183 | 182 | 183 | 182 | 183 | 183 | 183 | 182 | 183 | 182 | 183 | 182
| Days in Operations |  |  | 0 | 0 | 0 | 0 | 0 | 183 | 183 | 182 | 183 | 182 | 183 | 182 | 183 | 183 | 183 | 182 | 183 | 182 | 183 | 182 | 183 | 183 | 183 | 182 | 183 | 182 | 183 | 182 | 183 | 183 | 183 | 182 | 183 | 182 | 183 | 182 | 183 | 183 | 183 | 182 | 183 | 182 | 183 | 182 | 183 | 183 | 183 | 182 | 183 | 182 | 183 | 182 | 183 | 183 | 183 | 0 | 0 | 0 | 0 | 0
| Proportion of half year in operation |  |  | 0 | 0 | 0 | 0 | 0 | 1 | 1 | 1 | 1 | 1 | 1 | 1 | 1 | 1 | 1 | 1 | 1 | 1 | 1 | 1 | 1 | 1 | 1 | 1 | 1 | 1 | 1 | 1 | 1 | 1 | 1 | 1 | 1 | 1 | 1 | 1 | 1 | 1 | 1 | 1 | 1 | 1 | 1 | 1 | 1 | 1 | 1 | 1 | 1 | 1 | 1 | 1 | 1 | 1 | 1 | 0 | 0 | 0 | 0 | 0
| Cumulative number of half year in operation |  |  | 0 | 0 | 0 | 0 | 0 | 1 | 2 | 3 | 4 | 5 | 6 | 7 | 8 | 9 | 10 | 11 | 12 | 13 | 14 | 15 | 16 | 17 | 18 | 19 | 20 | 21 | 22 | 23 | 24 | 25 | 26 | 27 | 28 | 29 | 30 | 31 | 32 | 33 | 34 | 35 | 36 | 37 | 38 | 39 | 40 | 41 | 42 | 43 | 44 | 45 | 46 | 47 | 48 | 49 | 50 | 50 | 50 | 50 | 50 | 50
Half yearly Assumptions for Solar Park (FSP)
Phasing |  |  |  | 0: 2022-03-31; 0: 2022-09-30; 0: 2023-03-31; 0: 2023-09-30
| Land |  |  | 0: 0; 0: 6; 0: 6; 0: 4
| Site Development Cost |  |  | 0: 100%; 0: 0%; 0: 0%; 0: 0%
| Park evacuation infrastructure cost |  |  | 0: 10%; 0: 20%; 0: 50%; 0: 20%
| Other Costs |  |  | 0: 5%; 0: 20%; 0: 30%; 0: 45%
[5 empty] | 10% | 30% | 30% | 30%
[5 empty] | 2022-03-31 | 2022-09-30 | 2023-03-31 | 2023-09-30
[5 empty] | 0 | 4 | 6 | 6
| Land |  |  | 0: 100%
| Site Development Cost |  |  | 0: 20%; 0: 50%; 0: 30%
| Park evacuation infrastructure cost |  |  | 0: 25%; 0: 30%; 0: 45%
| Other Costs |  |  | 0: 30%; 0: 30%; 0: 40%
Phasing
| Land |  | 100% | 0: 0%; 0: 0%; 0: 100%; 0: 0%; 0: 0%
| Site Development Cost |  | 100% | 0: 0%; 0: 0%; 0: 20%; 0: 50%; 0: 30%
| Park evacuation infrastructure cost |  | 100% | 0: 0%; 0: 0%; 0: 25%; 0: 30%; 0: 45%
| Other Costs |  | 100% | 0: 0%; 0: 0%; 0: 30%; 0: 30%; 0: 40%
0.5322% | Land | Rs Cr | 1.7053 | 0 | 0 | 0.57979 | 0.56274 | 0.56274 | 0 | 0 | 0 | 0 | 0 | 0 | 0 | 0 | 0 | 0 | 0 | 0 | 0 | 0 | 0 | 0 | 0 | 0 | 0 | 0 | 0 | 0 | 0 | 0 | 0 | 0 | 0 | 0 | 0 | 0 | 0 | 0 | 0 | 0 | 0 | 0 | 0 | 0 | 0 | 0 | 0 | 0 | 0 | 0 | 0 | 0 | 0 | 0 | 0 | 0 | 0 | 0 | 0 | 0 | 0
7.935% | Site Development - Other infrastructure | Rs Cr | 25.425 | 0 | 0 | 2.7225 | 11.3513 | 11.3513 | 0 | 0 | 0 | 0 | 0 | 0 | 0 | 0 | 0 | 0 | 0 | 0 | 0 | 0 | 0 | 0 | 0 | 0 | 0 | 0 | 0 | 0 | 0 | 0 | 0 | 0 | 0 | 0 | 0 | 0 | 0 | 0 | 0 | 0 | 0 | 0 | 0 | 0 | 0 | 0 | 0 | 0 | 0 | 0 | 0 | 0 | 0 | 0 | 0 | 0 | 0 | 0 | 0 | 0 | 0
67.77% | Evacuation infrastructure | Rs Cr | 217.1494 | 0 | 0 | 54.2874 | 97.7172 | 65.1448 | 0 | 0 | 0 | 0 | 0 | 0 | 0 | 0 | 0 | 0 | 0 | 0 | 0 | 0 | 0 | 0 | 0 | 0 | 0 | 0 | 0 | 0 | 0 | 0 | 0 | 0 | 0 | 0 | 0 | 0 | 0 | 0 | 0 | 0 | 0 | 0 | 0 | 0 | 0 | 0 | 0 | 0 | 0 | 0 | 0 | 0 | 0 | 0 | 0 | 0 | 0 | 0 | 0 | 0 | 0
23.77% | Other Costs | Rs Cr | 76.1552 | 0 | 0 | 24.9688 | 28.2924 | 22.894 | 0 | 0 | 0 | 0 | 0 | 0 | 0 | 0 | 0 | 0 | 0 | 0 | 0 | 0 | 0 | 0 | 0 | 0 | 0 | 0 | 0 | 0 | 0 | 0 | 0 | 0 | 0 | 0 | 0 | 0 | 0 | 0 | 0 | 0 | 0 | 0 | 0 | 0 | 0 | 0 | 0 | 0 | 0 | 0 | 0 | 0 | 0 | 0 | 0 | 0 | 0 | 0 | 0 | 0 | 0
100% | Total | Rs Cr | 320.4349 | 0 | 0 | 82.5585 | 137.9236 | 99.9528 | 0 | 0 | 0 | 0 | 0 | 0 | 0 | 0 | 0 | 0 | 0 | 0 | 0 | 0 | 0 | 0 | 0 | 0 | 0 | 0 | 0 | 0 | 0 | 0 | 0 | 0 | 0 | 0 | 0 | 0 | 0 | 0 | 0 | 0 | 0 | 0 | 0 | 0 | 0 | 0 | 0 | 0 | 0 | 0 | 0 | 0 | 0 | 0 | 0 | 0 | 0 | 0 | 0 | 0 | 0
0% |  |  | 0
| Land |  | 1.7053 | 0 | 0 | 0.57979 | 0.56274 | 0.56274 | 0 | 0 | 0 | 0 | 0 | 0 | 0 | 0 | 0 | 0 | 0 | 0 | 0 | 0 | 0 | 0 | 0 | 0 | 0 | 0 | 0 | 0 | 0 | 0 | 0 | 0 | 0 | 0 | 0 | 0 | 0 | 0 | 0 | 0 | 0 | 0 | 0 | 0 | 0 | 0 | 0 | 0 | 0 | 0 | 0 | 0 | 0 | 0 | 0 | 0 | 0 | 0 | 0 | 0 | 0
| Civil Works |  | 79.0009 | 0 | 0 | 18.0292 | 34.2829 | 26.6888 | 0 | 0 | 0 | 0 | 0 | 0 | 0 | 0 | 0 | 0 | 0 | 0 | 0 | 0 | 0 | 0 | 0 | 0 | 0 | 0 | 0 | 0 | 0 | 0 | 0 | 0 | 0 | 0 | 0 | 0 | 0 | 0 | 0 | 0 | 0 | 0 | 0 | 0 | 0 | 0 | 0 | 0 | 0 | 0 | 0 | 0 | 0 | 0 | 0 | 0 | 0 | 0 | 0 | 0 | 0
| Electrical |  | 173.7195 | 0 | 0 | 43.4299 | 78.1738 | 52.1159 | 0 | 0 | 0 | 0 | 0 | 0 | 0 | 0 | 0 | 0 | 0 | 0 | 0 | 0 | 0 | 0 | 0 | 0 | 0 | 0 | 0 | 0 | 0 | 0 | 0 | 0 | 0 | 0 | 0 | 0 | 0 | 0 | 0 | 0 | 0 | 0 | 0 | 0 | 0 | 0 | 0 | 0 | 0 | 0 | 0 | 0 | 0 | 0 | 0 | 0 | 0 | 0 | 0 | 0 | 0
| Other Assets |  | 66.0092 | 0 | 0 | 20.5196 | 24.9041 | 20.5855 | 0 | 0 | 0 | 0 | 0 | 0 | 0 | 0 | 0 | 0 | 0 | 0 | 0 | 0 | 0 | 0 | 0 | 0 | 0 | 0 | 0 | 0 | 0 | 0 | 0 | 0 | 0 | 0 | 0 | 0 | 0 | 0 | 0 | 0 | 0 | 0 | 0 | 0 | 0 | 0 | 0 | 0 | 0 | 0 | 0 | 0 | 0 | 0 | 0 | 0 | 0 | 0 | 0 | 0 | 0
| Total |  | 320.4349 | 0 | 0 | 82.5585 | 137.9236 | 99.9528 | 0 | 0 | 0 | 0 | 0 | 0 | 0 | 0 | 0 | 0 | 0 | 0 | 0 | 0 | 0 | 0 | 0 | 0 | 0 | 0 | 0 | 0 | 0 | 0 | 0 | 0 | 0 | 0 | 0 | 0 | 0 | 0 | 0 | 0 | 0 | 0 | 0 | 0 | 0 | 0 | 0 | 0 | 0 | 0 | 0 | 0 | 0 | 0 | 0 | 0 | 0 | 0 | 0 | 0 | 0
Funding
| Commerical Loan 1 | % |  | 49% | 0% | 25.29% | 42.75% | 31.96% | 0% | 0% | 0% | 0% | 0% | 0% | 0% | 0% | 0% | 0% | 0% | 0% | 0% | 0% | 0% | 0% | 0% | 0% | 0% | 0% | 0% | 0% | 0% | 0% | 0% | 0% | 0% | 0% | 0% | 0% | 0% | 0% | 0% | 0% | 0% | 0% | 0% | 0% | 0% | 0% | 0% | 0% | 0% | 0% | 0% | 0% | 0% | 0% | 0% | 0% | 0% | 0% | 0% | 0% | 0%
| Commerical Loan 2 | % | bar: 0 to 50
| Grant/ Capital Subsidy | % |  | 30% | 0% | 26.17% | 57.33% | 16.49% | 0% | 0% | 0% | 0% | 0% | 0% | 0% | 0% | 0% | 0% | 0% | 0% | 0% | 0% | 0% | 0% | 0% | 0% | 0% | 0% | 0% | 0% | 0% | 0% | 0% | 0% | 0% | 0% | 0% | 0% | 0% | 0% | 0% | 0% | 0% | 0% | 0% | 0% | 0% | 0% | 0% | 0% | 0% | 0% | 0% | 0% | 0% | 0% | 0% | 0% | 0% | 0% | 0% | 0% | 0%
| Equity | % | bar: 0 to 50
| Upfront Contribution from Developer | % |  | 21% | 0% | 30% | 35% | 35% | 0% | 0% | 0% | 0% | 0% | 0% | 0% | 0% | 0% | 0% | 0% | 0% | 0% | 0% | 0% | 0% | 0% | 0% | 0% | 0% | 0% | 0% | 0% | 0% | 0% | 0% | 0% | 0% | 0% | 0% | 0% | 0% | 0% | 0% | 0% | 0% | 0% | 0% | 0% | 0% | 0% | 0% | 0% | 0% | 0% | 0% | 0% | 0% | 0% | 0% | 0% | 0% | 0% | 0% | 0%
| Bridge Finance - Developer | % |  | 0% | 0% | 0% | 0% | 15% | -15% | 0% | 0% | 0% | 0% | 0% | 0% | 0% | 0% | 0% | 0% | 0% | 0% | 0% | 0% | 0% | 0% | 0% | 0% | 0% | 0% | 0% | 0% | 0% | 0% | 0% | 0% | 0% | 0% | 0% | 0% | 0% | 0% | 0% | 0% | 0% | 0% | 0% | 0% | 0% | 0% | 0% | 0% | 0% | 0% | 0% | 0% | 0% | 0% | 0% | 15% | 0% | 0% | 0% | 0%
Tariff - User Input
| Tariff - User Input | Rs Lakhs/ MW |  | 2.6 | 2.6 | 2.6 | 2.6 | 2.6 | 2.6 | 2.6 | 2.6 | 2.6 | 2.6 | 2.6 | 2.6 | 2.6 | 2.6 | 2.6 | 2.6 | 2.6 | 2.6 | 2.6 | 2.6 | 2.6 | 2.6 | 2.6 | 2.6 | 2.6 | 2.6 | 2.6 | 2.6 | 2.6 | 2.6 | 2.6 | 2.6 | 2.6 | 2.6 | 2.6 | 2.6 | 2.6 | 2.6 | 2.6 | 2.6 | 2.6 | 2.6 | 2.6 | 2.6 | 2.6 | 2.6 | 2.6 | 2.6 | 2.6 | 2.6 | 2.6 | 2.6 | 2.6 | 2.6 | 2.6 | 2.6 | 2.6 | 2.6 | 2.6 | 2.6
| Growth Rate | % | bar: 0 to 50
Upfront charges to MPUVNL
| Phasing | % | 0% | bar: 0 to 50
CapEx
Breakup | Land | Rs Cr | 1.7053 | 0 | 0 | 0.57979 | 0.56274 | 0.56274 | 0 | 0 | 0 | 0 | 0 | 0 | 0 | 0 | 0 | 0 | 0 | 0 | 0 | 0 | 0 | 0 | 0 | 0 | 0 | 0 | 0 | 0 | 0 | 0 | 0 | 0 | 0 | 0 | 0 | 0 | 0 | 0 | 0 | 0 | 0 | 0 | 0 | 0 | 0 | 0 | 0 | 0 | 0 | 0 | 0 | 0 | 0 | 0 | 0 | 0 | 0 | 0 | 0 | 0 | 0
| Civil Works | Rs Cr | 79.0009 | 0 | 0 | 18.0292 | 34.2829 | 26.6888 | 0 | 0 | 0 | 0 | 0 | 0 | 0 | 0 | 0 | 0 | 0 | 0 | 0 | 0 | 0 | 0 | 0 | 0 | 0 | 0 | 0 | 0 | 0 | 0 | 0 | 0 | 0 | 0 | 0 | 0 | 0 | 0 | 0 | 0 | 0 | 0 | 0 | 0 | 0 | 0 | 0 | 0 | 0 | 0 | 0 | 0 | 0 | 0 | 0 | 0 | 0 | 0 | 0 | 0 | 0
| Electrical | Rs Cr | 173.7195 | 0 | 0 | 43.4299 | 78.1738 | 52.1159 | 0 | 0 | 0 | 0 | 0 | 0 | 0 | 0 | 0 | 0 | 0 | 0 | 0 | 0 | 0 | 0 | 0 | 0 | 0 | 0 | 0 | 0 | 0 | 0 | 0 | 0 | 0 | 0 | 0 | 0 | 0 | 0 | 0 | 0 | 0 | 0 | 0 | 0 | 0 | 0 | 0 | 0 | 0 | 0 | 0 | 0 | 0 | 0 | 0 | 0 | 0 | 0 | 0 | 0 | 0
| Other Assets | Rs Cr | 66.0092 | 0 | 0 | 20.5196 | 24.9041 | 20.5855 | 0 | 0 | 0 | 0 | 0 | 0 | 0 | 0 | 0 | 0 | 0 | 0 | 0 | 0 | 0 | 0 | 0 | 0 | 0 | 0 | 0 | 0 | 0 | 0 | 0 | 0 | 0 | 0 | 0 | 0 | 0 | 0 | 0 | 0 | 0 | 0 | 0 | 0 | 0 | 0 | 0 | 0 | 0 | 0 | 0 | 0 | 0 | 0 | 0 | 0 | 0 | 0 | 0 | 0 | 0
| IDC | Rs Cr | 9.2618 | 0 | 0 | 0.81708 | 3.0154 | 5.4293 | 0 | 0 | 0 | 0 | 0 | 0 | 0 | 0 | 0 | 0 | 0 | 0 | 0 | 0 | 0 | 0 | 0 | 0 | 0 | 0 | 0 | 0 | 0 | 0 | 0 | 0 | 0 | 0 | 0 | 0 | 0 | 0 | 0 | 0 | 0 | 0 | 0 | 0 | 0 | 0 | 0 | 0 | 0 | 0 | 0 | 0 | 0 | 0 | 0 | 0 | 0 | 0 | 0 | 0 | 0
| Capex incld IDC | Rs Cr | 329.6967 | 0 | 0 | 83.3756 | 140.939 | 105.3821 | 0 | 0 | 0 | 0 | 0 | 0 | 0 | 0 | 0 | 0 | 0 | 0 | 0 | 0 | 0 | 0 | 0 | 0 | 0 | 0 | 0 | 0 | 0 | 0 | 0 | 0 | 0 | 0 | 0 | 0 | 0 | 0 | 0 | 0 | 0 | 0 | 0 | 0 | 0 | 0 | 0 | 0 | 0 | 0 | 0 | 0 | 0 | 0 | 0 | 0 | 0 | 0 | 0 | 0 | 0
Financing
49% | Commerical Loan 1 | Rs Cr | 161.5514 | 0 | 0 | 40.854 | 69.0601 | 51.6372 | 0 | 0 | 0 | 0 | 0 | 0 | 0 | 0 | 0 | 0 | 0 | 0 | 0 | 0 | 0 | 0 | 0 | 0 | 0 | 0 | 0 | 0 | 0 | 0 | 0 | 0 | 0 | 0 | 0 | 0 | 0 | 0 | 0 | 0 | 0 | 0 | 0 | 0 | 0 | 0 | 0 | 0 | 0 | 0 | 0 | 0 | 0 | 0 | 0 | 0 | 0 | 0 | 0 | 0 | 0
0% | Commerical Loan 2 | Rs Cr | 0 | 0 | 0 | 0 | 0 | 0 | 0 | 0 | 0 | 0 | 0 | 0 | 0 | 0 | 0 | 0 | 0 | 0 | 0 | 0 | 0 | 0 | 0 | 0 | 0 | 0 | 0 | 0 | 0 | 0 | 0 | 0 | 0 | 0 | 0 | 0 | 0 | 0 | 0 | 0 | 0 | 0 | 0 | 0 | 0 | 0 | 0 | 0 | 0 | 0 | 0 | 0 | 0 | 0 | 0 | 0 | 0 | 0 | 0 | 0 | 0
25.21% | Grant/ Capital Subsidy | Rs Cr | 83.1017 | 0 | 0 | 21.7507 | 47.6462 | 13.7049 | 0 | 0 | 0 | 0 | 0 | 0 | 0 | 0 | 0 | 0 | 0 | 0 | 0 | 0 | 0 | 0 | 0 | 0 | 0 | 0 | 0 | 0 | 0 | 0 | 0 | 0 | 0 | 0 | 0 | 0 | 0 | 0 | 0 | 0 | 0 | 0 | 0 | 0 | 0 | 0 | 0 | 0 | 0 | 0 | 0 | 0 | 0 | 0 | 0 | 0 | 0 | 0 | 0 | 0 | 0
0% | Equity | Rs Cr | 0 | 0 | 0 | 0 | 0 | 0 | 0 | 0 | 0 | 0 | 0 | 0 | 0 | 0 | 0 | 0 | 0 | 0 | 0 | 0 | 0 | 0 | 0 | 0 | 0 | 0 | 0 | 0 | 0 | 0 | 0 | 0 | 0 | 0 | 0 | 0 | 0 | 0 | 0 | 0 | 0 | 0 | 0 | 0 | 0 | 0 | 0 | 0 | 0 | 0 | 0 | 0 | 0 | 0 | 0 | 0 | 0 | 0 | 0 | 0 | 0
21% | Upfront Contribution from Developer | Rs Cr | 69.2363 | 0 | 0 | 20.7709 | 24.2327 | 24.2327 | 0 | 0 | 0 | 0 | 0 | 0 | 0 | 0 | 0 | 0 | 0 | 0 | 0 | 0 | 0 | 0 | 0 | 0 | 0 | 0 | 0 | 0 | 0 | 0 | 0 | 0 | 0 | 0 | 0 | 0 | 0 | 0 | 0 | 0 | 0 | 0 | 0 | 0 | 0 | 0 | 0 | 0 | 0 | 0 | 0 | 0 | 0 | 0 | 0 | 0 | 0 | 0 | 0 | 0 | 0
4.795% | Bridge Finance - Developer | Rs Cr | 15.8073 | 0 | 0 | 0 | 0 | 15.8073 | 0 | 0 | 0 | 0 | 0 | 0 | 0 | 0 | 0 | 0 | 0 | 0 | 0 | 0 | 0 | 0 | 0 | 0 | 0 | 0 | 0 | 0 | 0 | 0 | 0 | 0 | 0 | 0 | 0 | 0 | 0 | 0 | 0 | 0 | 0 | 0 | 0 | 0 | 0 | 0 | 0 | 0 | 0 | 0 | 0 | 0 | 0 | 0 | 0 | 0 | 0 | 0 | 0 | 0 | 0
| Financing Total | Rs Cr | 329.6967 | 0 | 0 | 83.3756 | 140.939 | 105.3821 | 0 | 0 | 0 | 0 | 0 | 0 | 0 | 0 | 0 | 0 | 0 | 0 | 0 | 0 | 0 | 0 | 0 | 0 | 0 | 0 | 0 | 0 | 0 | 0 | 0 | 0 | 0 | 0 | 0 | 0 | 0 | 0 | 0 | 0 | 0 | 0 | 0 | 0 | 0 | 0 | 0 | 0 | 0 | 0 | 0 | 0 | 0 | 0 | 0 | 0 | 0 | 0 | 0 | 0 | 0
Grant Schedule
| Grant | Rs Cr | 98.909 | 0 | 0 | 21.7507 | 47.6462 | 13.7049 | 15.8073 | 0 | 0 | 0 | 0 | 0 | 0 | 0 | 0 | 0 | 0 | 0 | 0 | 0 | 0 | 0 | 0 | 0 | 0 | 0 | 0 | 0 | 0 | 0 | 0 | 0 | 0 | 0 | 0 | 0 | 0 | 0 | 0 | 0 | 0 | 0 | 0 | 0 | 0 | 0 | 0 | 0 | 0 | 0 | 0 | 0 | 0 | 0 | 0 | 0 | 0 | 0 | 0 | 0 | 0
| Cumulative Grant | Rs Cr |  | 0 | 0 | 21.7507 | 69.3968 | 83.1017 | 98.909 | 98.909 | 98.909 | 98.909 | 98.909 | 98.909 | 98.909 | 98.909 | 98.909 | 98.909 | 98.909 | 98.909 | 98.909 | 98.909 | 98.909 | 98.909 | 98.909 | 98.909 | 98.909 | 98.909 | 98.909 | 98.909 | 98.909 | 98.909 | 98.909 | 98.909 | 98.909 | 98.909 | 98.909 | 98.909 | 98.909 | 98.909 | 98.909 | 98.909 | 98.909 | 98.909 | 98.909 | 98.909 | 98.909 | 98.909 | 98.909 | 98.909 | 98.909 | 98.909 | 98.909 | 98.909 | 98.909 | 98.909 | 98.909 | 98.909 | 98.909 | 98.909 | 98.909 | 98.909 | 98.909
Equity Schedule
| Equity | Rs Cr | 0 | 0 | 0 | 0 | 0 | 0 | 0 | 0 | 0 | 0 | 0 | 0 | 0 | 0 | 0 | 0 | 0 | 0 | 0 | 0 | 0 | 0 | 0 | 0 | 0 | 0 | 0 | 0 | 0 | 0 | 0 | 0 | 0 | 0 | 0 | 0 | 0 | 0 | 0 | 0 | 0 | 0 | 0 | 0 | 0 | 0 | 0 | 0 | 0 | 0 | 0 | 0 | 0 | 0 | 0 | 0 | 0 | 0 | 0 | 0 | 0
| Cumulative Equity | Rs Cr |  | 0 | 0 | 0 | 0 | 0 | 0 | 0 | 0 | 0 | 0 | 0 | 0 | 0 | 0 | 0 | 0 | 0 | 0 | 0 | 0 | 0 | 0 | 0 | 0 | 0 | 0 | 0 | 0 | 0 | 0 | 0 | 0 | 0 | 0 | 0 | 0 | 0 | 0 | 0 | 0 | 0 | 0 | 0 | 0 | 0 | 0 | 0 | 0 | 0 | 0 | 0 | 0 | 0 | 0 | 0 | 0 | 0 | 0 | 0 | 0
Upfront Contribution from Developer
| Upfront Contribution from Developer | Rs Cr | 69.2363 | 0 | 0 | 20.7709 | 24.2327 | 40.04 | -15.8073 | 0 | 0 | 0 | 0 | 0 | 0 | 0 | 0 | 0 | 0 | 0 | 0 | 0 | 0 | 0 | 0 | 0 | 0 | 0 | 0 | 0 | 0 | 0 | 0 | 0 | 0 | 0 | 0 | 0 | 0 | 0 | 0 | 0 | 0 | 0 | 0 | 0 | 0 | 0 | 0 | 0 | 0 | 0 | 0 | 0 | 0 | 0 | 0 | 0 | 0 | 0 | 0 | 0 | 0
| Cumulative | Rs Cr |  | 0 | 0 | 20.7709 | 45.0036 | 85.0436 | 69.2363 | 69.2363 | 69.2363 | 69.2363 | 69.2363 | 69.2363 | 69.2363 | 69.2363 | 69.2363 | 69.2363 | 69.2363 | 69.2363 | 69.2363 | 69.2363 | 69.2363 | 69.2363 | 69.2363 | 69.2363 | 69.2363 | 69.2363 | 69.2363 | 69.2363 | 69.2363 | 69.2363 | 69.2363 | 69.2363 | 69.2363 | 69.2363 | 69.2363 | 69.2363 | 69.2363 | 69.2363 | 69.2363 | 69.2363 | 69.2363 | 69.2363 | 69.2363 | 69.2363 | 69.2363 | 69.2363 | 69.2363 | 69.2363 | 69.2363 | 69.2363 | 69.2363 | 69.2363 | 69.2363 | 69.2363 | 69.2363 | 69.2363 | 69.2363 | 69.2363 | 69.2363 | 69.2363 | 69.2363
Bridge Finance - Developer
| Opening | Rs Cr |  | 0 | 0 | 0 | 0 | 0 | 15.8073 | 0 | 0 | 0 | 0 | 0 | 0 | 0 | 0 | 0 | 0 | 0 | 0 | 0 | 0 | 0 | 0 | 0 | 0 | 0 | 0 | 0 | 0 | 0 | 0 | 0 | 0 | 0 | 0 | 0 | 0 | 0 | 0 | 0 | 0 | 0 | 0 | 0 | 0 | 0 | 0 | 0 | 0 | 0 | 0 | 0 | 0 | 0 | 0 | 0 | 0 | 0 | 0 | 0 | 0
| Addition | Rs Cr | 15.8073 | 0 | 0 | 0 | 0 | 15.8073 | 0 | 0 | 0 | 0 | 0 | 0 | 0 | 0 | 0 | 0 | 0 | 0 | 0 | 0 | 0 | 0 | 0 | 0 | 0 | 0 | 0 | 0 | 0 | 0 | 0 | 0 | 0 | 0 | 0 | 0 | 0 | 0 | 0 | 0 | 0 | 0 | 0 | 0 | 0 | 0 | 0 | 0 | 0 | 0 | 0 | 0 | 0 | 0 | 0 | 0 | 0 | 0 | 0 | 0 | 0
| Repayments | Rs Cr | 15.8073 | 0 | 0 | 0 | 0 | 0 | 15.8073 | 0 | 0 | 0 | 0 | 0 | 0 | 0 | 0 | 0 | 0 | 0 | 0 | 0 | 0 | 0 | 0 | 0 | 0 | 0 | 0 | 0 | 0 | 0 | 0 | 0 | 0 | 0 | 0 | 0 | 0 | 0 | 0 | 0 | 0 | 0 | 0 | 0 | 0 | 0 | 0 | 0 | 0 | 0 | 0 | 0 | 0 | 0 | 0 | 0 | 0 | 0 | 0 | 0 | 0
| Closing | Rs Cr |  | 0 | 0 | 0 | 0 | 15.8073 | 0 | 0 | 0 | 0 | 0 | 0 | 0 | 0 | 0 | 0 | 0 | 0 | 0 | 0 | 0 | 0 | 0 | 0 | 0 | 0 | 0 | 0 | 0 | 0 | 0 | 0 | 0 | 0 | 0 | 0 | 0 | 0 | 0 | 0 | 0 | 0 | 0 | 0 | 0 | 0 | 0 | 0 | 0 | 0 | 0 | 0 | 0 | 0 | 0 | 0 | 0 | 0 | 0 | 0 | 0
Bridge Finance - Loan
| Opening | Rs Cr |  | 0 | 0 | 0 | 0 | 0 | 0 | 0 | 0 | 0 | 0 | 0 | 0 | 0 | 0 | 0 | 0 | 0 | 0 | 0 | 0 | 0 | 0 | 0 | 0 | 0 | 0 | 0 | 0 | 0 | 0 | 0 | 0 | 0 | 0 | 0 | 0 | 0 | 0 | 0 | 0 | 0 | 0 | 0 | 0 | 0 | 0 | 0 | 0 | 0 | 0 | 0 | 0 | 0 | 0 | 0 | 0 | 0 | 0 | 0 | 0
| Addition | Rs Cr | 0 | 0 | 0 | 0 | 0 | 0 | 0 | 0 | 0 | 0 | 0 | 0 | 0 | 0 | 0 | 0 | 0 | 0 | 0 | 0 | 0 | 0 | 0 | 0 | 0 | 0 | 0 | 0 | 0 | 0 | 0 | 0 | 0 | 0 | 0 | 0 | 0 | 0 | 0 | 0 | 0 | 0 | 0 | 0 | 0 | 0 | 0 | 0 | 0 | 0 | 0 | 0 | 0 | 0 | 0 | 0 | 0 | 0 | 0 | 0 | 0
| Repayments | Rs Cr | 0 | 0 | 0 | 0 | 0 | 0 | 0 | 0 | 0 | 0 | 0 | 0 | 0 | 0 | 0 | 0 | 0 | 0 | 0 | 0 | 0 | 0 | 0 | 0 | 0 | 0 | 0 | 0 | 0 | 0 | 0 | 0 | 0 | 0 | 0 | 0 | 0 | 0 | 0 | 0 | 0 | 0 | 0 | 0 | 0 | 0 | 0 | 0 | 0 | 0 | 0 | 0 | 0 | 0 | 0 | 0 | 0 | 0 | 0 | 0 | 0
| Closing | Rs Cr |  | 0 | 0 | 0 | 0 | 0 | 0 | 0 | 0 | 0 | 0 | 0 | 0 | 0 | 0 | 0 | 0 | 0 | 0 | 0 | 0 | 0 | 0 | 0 | 0 | 0 | 0 | 0 | 0 | 0 | 0 | 0 | 0 | 0 | 0 | 0 | 0 | 0 | 0 | 0 | 0 | 0 | 0 | 0 | 0 | 0 | 0 | 0 | 0 | 0 | 0 | 0 | 0 | 0 | 0 | 0 | 0 | 0 | 0 | 0 | 0
TRUE | Interest Rate Applicable |  | 0
| Interest Rate | % | bar: 0 to 50
| IDC | Rs Cr | 0 | 0 | 0 | 0 | 0 | 0 | 0 | 0 | 0 | 0 | 0 | 0 | 0 | 0 | 0 | 0 | 0 | 0 | 0 | 0 | 0 | 0 | 0 | 0 | 0 | 0 | 0 | 0 | 0 | 0 | 0 | 0 | 0 | 0 | 0 | 0 | 0 | 0 | 0 | 0 | 0 | 0 | 0 | 0 | 0 | 0 | 0 | 0 | 0 | 0 | 0 | 0 | 0 | 0 | 0 | 0 | 0 | 0 | 0 | 0 | 0
| Interest Charge | Rs Cr | 0 | 0 | 0 | 0 | 0 | 0 | 0 | 0 | 0 | 0 | 0 | 0 | 0 | 0 | 0 | 0 | 0 | 0 | 0 | 0 | 0 | 0 | 0 | 0 | 0 | 0 | 0 | 0 | 0 | 0 | 0 | 0 | 0 | 0 | 0 | 0 | 0 | 0 | 0 | 0 | 0 | 0 | 0 | 0 | 0 | 0 | 0 | 0 | 0 | 0 | 0 | 0 | 0 | 0 | 0 | 0 | 0 | 0 | 0 | 0 | 0
Commerical Loan 1 Schedule
| Opening | Rs Cr |  | 0 | 0 | 0 | 40.854 | 109.9141 | 161.5514 | 161.5514 | 161.5514 | 156.1663 | 150.7813 | 145.3962 | 140.0112 | 134.6261 | 129.2411 | 123.8561 | 118.471 | 113.086 | 107.7009 | 102.3159 | 96.9308 | 91.5458 | 86.1607 | 80.7757 | 75.3906 | 70.0056 | 64.6205 | 59.2355 | 53.8505 | 48.4654 | 43.0804 | 37.6953 | 32.3103 | 26.9252 | 21.5402 | 16.1551 | 10.7701 | 5.385 | 0 | 0 | 0 | 0 | 0 | 0 | 0 | 0 | 0 | 0 | 0 | 0 | 0 | 0 | 0 | 0 | 0 | 0 | 0 | 0 | 0 | 0 | 0
| Addition | Rs Cr | 161.5514 | 0 | 0 | 40.854 | 69.0601 | 51.6372 | 0 | 0 | 0 | 0 | 0 | 0 | 0 | 0 | 0 | 0 | 0 | 0 | 0 | 0 | 0 | 0 | 0 | 0 | 0 | 0 | 0 | 0 | 0 | 0 | 0 | 0 | 0 | 0 | 0 | 0 | 0 | 0 | 0 | 0 | 0 | 0 | 0 | 0 | 0 | 0 | 0 | 0 | 0 | 0 | 0 | 0 | 0 | 0 | 0 | 0 | 0 | 0 | 0 | 0 | 0
| Repayments | Rs Cr |  | 0 | 0 | 0 | 0 | 0 | 0 | 0 | 5.385 | 5.385 | 5.385 | 5.385 | 5.385 | 5.385 | 5.385 | 5.385 | 5.385 | 5.385 | 5.385 | 5.385 | 5.385 | 5.385 | 5.385 | 5.385 | 5.385 | 5.385 | 5.385 | 5.385 | 5.385 | 5.385 | 5.385 | 5.385 | 5.385 | 5.385 | 5.385 | 5.385 | 5.385 | 5.385 | 0 | 0 | 0 | 0 | 0 | 0 | 0 | 0 | 0 | 0 | 0 | 0 | 0 | 0 | 0 | 0 | 0 | 0 | 0 | 0 | 0 | 0 | 0
| Closing | Rs Cr |  | 0 | 0 | 40.854 | 109.9141 | 161.5514 | 161.5514 | 161.5514 | 156.1663 | 150.7813 | 145.3962 | 140.0112 | 134.6261 | 129.2411 | 123.8561 | 118.471 | 113.086 | 107.7009 | 102.3159 | 96.9308 | 91.5458 | 86.1607 | 80.7757 | 75.3906 | 70.0056 | 64.6205 | 59.2355 | 53.8505 | 48.4654 | 43.0804 | 37.6953 | 32.3103 | 26.9252 | 21.5402 | 16.1551 | 10.7701 | 5.385 | 0 | 0 | 0 | 0 | 0 | 0 | 0 | 0 | 0 | 0 | 0 | 0 | 0 | 0 | 0 | 0 | 0 | 0 | 0 | 0 | 0 | 0 | 0 | 0
| Interest Rate | % | bar: 0 to 50
| IDC | Rs Cr | 9.2618 | 0 | 0 | 0.81708 | 3.0154 | 5.4293 | 0 | 0 | 0 | 0 | 0 | 0 | 0 | 0 | 0 | 0 | 0 | 0 | 0 | 0 | 0 | 0 | 0 | 0 | 0 | 0 | 0 | 0 | 0 | 0 | 0 | 0 | 0 | 0 | 0 | 0 | 0 | 0 | 0 | 0 | 0 | 0 | 0 | 0 | 0 | 0 | 0 | 0 | 0 | 0 | 0 | 0 | 0 | 0 | 0 | 0 | 0 | 0 | 0 | 0 | 0
| Interest Charge | Rs Cr | 109.8549 | 0 | 0 | 0 | 0 | 0 | 6.4621 | 6.4621 | 6.3544 | 6.139 | 5.9236 | 5.7081 | 5.4927 | 5.2773 | 5.0619 | 4.8465 | 4.6311 | 4.4157 | 4.2003 | 3.9849 | 3.7695 | 3.5541 | 3.3387 | 3.1233 | 2.9079 | 2.6925 | 2.4771 | 2.2617 | 2.0463 | 1.8309 | 1.6155 | 1.4001 | 1.1847 | 0.96931 | 0.75391 | 0.5385 | 0.3231 | 0.1077 | 0 | 0 | 0 | 0 | 0 | 0 | 0 | 0 | 0 | 0 | 0 | 0 | 0 | 0 | 0 | 0 | 0 | 0 | 0 | 0 | 0 | 0 | 0
Commercial Loan 2 Schedule
| Opening | Rs Cr |  | 0 | 0 | 0 | 0 | 0 | 0 | 0 | 0 | 0 | 0 | 0 | 0 | 0 | 0 | 0 | 0 | 0 | 0 | 0 | 0 | 0 | 0 | 0 | 0 | 0 | 0 | 0 | 0 | 0 | 0 | 0 | 0 | 0 | 0 | 0 | 0 | 0 | 0 | 0 | 0 | 0 | 0 | 0 | 0 | 0 | 0 | 0 | 0 | 0 | 0 | 0 | 0 | 0 | 0 | 0 | 0 | 0 | 0 | 0 | 0
| Addition | Rs Cr | 0 | 0 | 0 | 0 | 0 | 0 | 0 | 0 | 0 | 0 | 0 | 0 | 0 | 0 | 0 | 0 | 0 | 0 | 0 | 0 | 0 | 0 | 0 | 0 | 0 | 0 | 0 | 0 | 0 | 0 | 0 | 0 | 0 | 0 | 0 | 0 | 0 | 0 | 0 | 0 | 0 | 0 | 0 | 0 | 0 | 0 | 0 | 0 | 0 | 0 | 0 | 0 | 0 | 0 | 0 | 0 | 0 | 0 | 0 | 0 | 0
| Repayments | Rs Cr |  | 0 | 0 | 0 | 0 | 0 | 0 | 0 | 0 | 0 | 0 | 0 | 0 | 0 | 0 | 0 | 0 | 0 | 0 | 0 | 0 | 0 | 0 | 0 | 0 | 0 | 0 | 0 | 0 | 0 | 0 | 0 | 0 | 0 | 0 | 0 | 0 | 0 | 0 | 0 | 0 | 0 | 0 | 0 | 0 | 0 | 0 | 0 | 0 | 0 | 0 | 0 | 0 | 0 | 0 | 0 | 0 | 0 | 0 | 0 | 0
| Closing | Rs Cr |  | 0 | 0 | 0 | 0 | 0 | 0 | 0 | 0 | 0 | 0 | 0 | 0 | 0 | 0 | 0 | 0 | 0 | 0 | 0 | 0 | 0 | 0 | 0 | 0 | 0 | 0 | 0 | 0 | 0 | 0 | 0 | 0 | 0 | 0 | 0 | 0 | 0 | 0 | 0 | 0 | 0 | 0 | 0 | 0 | 0 | 0 | 0 | 0 | 0 | 0 | 0 | 0 | 0 | 0 | 0 | 0 | 0 | 0 | 0 | 0
| Interest Rate | % | bar: 0 to 50
| IDC | Rs Cr | 0 | 0 | 0 | 0 | 0 | 0 | 0 | 0 | 0 | 0 | 0 | 0 | 0 | 0 | 0 | 0 | 0 | 0 | 0 | 0 | 0 | 0 | 0 | 0 | 0 | 0 | 0 | 0 | 0 | 0 | 0 | 0 | 0 | 0 | 0 | 0 | 0 | 0 | 0 | 0 | 0 | 0 | 0 | 0 | 0 | 0 | 0 | 0 | 0 | 0 | 0 | 0 | 0 | 0 | 0 | 0 | 0 | 0 | 0 | 0 | 0
| Interest Charge | Rs Cr | 0 | 0 | 0 | 0 | 0 | 0 | 0 | 0 | 0 | 0 | 0 | 0 | 0 | 0 | 0 | 0 | 0 | 0 | 0 | 0 | 0 | 0 | 0 | 0 | 0 | 0 | 0 | 0 | 0 | 0 | 0 | 0 | 0 | 0 | 0 | 0 | 0 | 0 | 0 | 0 | 0 | 0 | 0 | 0 | 0 | 0 | 0 | 0 | 0 | 0 | 0 | 0 | 0 | 0 | 0 | 0 | 0 | 0 | 0 | 0 | 0
GFA & Depreciation Schedule
Land
CWIP
| Opening | Rs Cr |  | 0 | 0 | 0 | 0.57979 | 1.1425 | 1.7053 | 0 | 0 | 0 | 0 | 0 | 0 | 0 | 0 | 0 | 0 | 0 | 0 | 0 | 0 | 0 | 0 | 0 | 0 | 0 | 0 | 0 | 0 | 0 | 0 | 0 | 0 | 0 | 0 | 0 | 0 | 0 | 0 | 0 | 0 | 0 | 0 | 0 | 0 | 0 | 0 | 0 | 0 | 0 | 0 | 0 | 0 | 0 | 0 | 0 | 0 | 0 | 0 | 0 | 0
| Addition | Rs Cr | 1.7053 | 0 | 0 | 0.57979 | 0.56274 | 0.56274 | 0 | 0 | 0 | 0 | 0 | 0 | 0 | 0 | 0 | 0 | 0 | 0 | 0 | 0 | 0 | 0 | 0 | 0 | 0 | 0 | 0 | 0 | 0 | 0 | 0 | 0 | 0 | 0 | 0 | 0 | 0 | 0 | 0 | 0 | 0 | 0 | 0 | 0 | 0 | 0 | 0 | 0 | 0 | 0 | 0 | 0 | 0 | 0 | 0 | 0 | 0 | 0 | 0 | 0 | 0
| Capitalised | Rs Cr |  | 0 | 0 | 0 | 0 | 0 | 1.7053 | 0 | 0 | 0 | 0 | 0 | 0 | 0 | 0 | 0 | 0 | 0 | 0 | 0 | 0 | 0 | 0 | 0 | 0 | 0 | 0 | 0 | 0 | 0 | 0 | 0 | 0 | 0 | 0 | 0 | 0 | 0 | 0 | 0 | 0 | 0 | 0 | 0 | 0 | 0 | 0 | 0 | 0 | 0 | 0 | 0 | 0 | 0 | 0 | 0 | 0 | 0 | 0 | 0 | 0
| Closing | Rs Cr |  | 0 | 0 | 0.57979 | 1.1425 | 1.7053 | 0 | 0 | 0 | 0 | 0 | 0 | 0 | 0 | 0 | 0 | 0 | 0 | 0 | 0 | 0 | 0 | 0 | 0 | 0 | 0 | 0 | 0 | 0 | 0 | 0 | 0 | 0 | 0 | 0 | 0 | 0 | 0 | 0 | 0 | 0 | 0 | 0 | 0 | 0 | 0 | 0 | 0 | 0 | 0 | 0 | 0 | 0 | 0 | 0 | 0 | 0 | 0 | 0 | 0 | 0
GFA Schedule
| Opening GFA | Rs Cr |  | 0 | 0 | 0 | 0 | 0 | 0 | 1.7053 | 1.7053 | 1.7053 | 1.7053 | 1.7053 | 1.7053 | 1.7053 | 1.7053 | 1.7053 | 1.7053 | 1.7053 | 1.7053 | 1.7053 | 1.7053 | 1.7053 | 1.7053 | 1.7053 | 1.7053 | 1.7053 | 1.7053 | 1.7053 | 1.7053 | 1.7053 | 1.7053 | 1.7053 | 1.7053 | 1.7053 | 1.7053 | 1.7053 | 1.7053 | 1.7053 | 1.7053 | 1.7053 | 1.7053 | 1.7053 | 1.7053 | 1.7053 | 1.7053 | 1.7053 | 1.7053 | 1.7053 | 1.7053 | 1.7053 | 1.7053 | 1.7053 | 1.7053 | 1.7053 | 1.7053 | 1.7053 | 1.7053 | 1.7053 | 1.7053 | 1.7053 | 1.7053
| Additions | Rs Cr | 1.7053 | 0 | 0 | 0 | 0 | 0 | 1.7053 | 0 | 0 | 0 | 0 | 0 | 0 | 0 | 0 | 0 | 0 | 0 | 0 | 0 | 0 | 0 | 0 | 0 | 0 | 0 | 0 | 0 | 0 | 0 | 0 | 0 | 0 | 0 | 0 | 0 | 0 | 0 | 0 | 0 | 0 | 0 | 0 | 0 | 0 | 0 | 0 | 0 | 0 | 0 | 0 | 0 | 0 | 0 | 0 | 0 | 0 | 0 | 0 | 0 | 0
| Depreciation | Rs Cr |  | 0 | 0 | 0 | 0 | 0 | 0 | 0 | 0 | 0 | 0 | 0 | 0 | 0 | 0 | 0 | 0 | 0 | 0 | 0 | 0 | 0 | 0 | 0 | 0 | 0 | 0 | 0 | 0 | 0 | 0 | 0 | 0 | 0 | 0 | 0 | 0 | 0 | 0 | 0 | 0 | 0 | 0 | 0 | 0 | 0 | 0 | 0 | 0 | 0 | 0 | 0 | 0 | 0 | 0 | 0 | 0 | 0 | 0 | 0 | 0
| Accumulated depreciation | Rs Cr |  | 0 | 0 | 0 | 0 | 0 | 0 | 0 | 0 | 0 | 0 | 0 | 0 | 0 | 0 | 0 | 0 | 0 | 0 | 0 | 0 | 0 | 0 | 0 | 0 | 0 | 0 | 0 | 0 | 0 | 0 | 0 | 0 | 0 | 0 | 0 | 0 | 0 | 0 | 0 | 0 | 0 | 0 | 0 | 0 | 0 | 0 | 0 | 0 | 0 | 0 | 0 | 0 | 0 | 0 | 0 | 0 | 0 | 0 | 0 | 0
| Closing GFA | Rs Cr |  | 0 | 0 | 0 | 0 | 0 | 1.7053 | 1.7053 | 1.7053 | 1.7053 | 1.7053 | 1.7053 | 1.7053 | 1.7053 | 1.7053 | 1.7053 | 1.7053 | 1.7053 | 1.7053 | 1.7053 | 1.7053 | 1.7053 | 1.7053 | 1.7053 | 1.7053 | 1.7053 | 1.7053 | 1.7053 | 1.7053 | 1.7053 | 1.7053 | 1.7053 | 1.7053 | 1.7053 | 1.7053 | 1.7053 | 1.7053 | 1.7053 | 1.7053 | 1.7053 | 1.7053 | 1.7053 | 1.7053 | 1.7053 | 1.7053 | 1.7053 | 1.7053 | 1.7053 | 1.7053 | 1.7053 | 1.7053 | 1.7053 | 1.7053 | 1.7053 | 1.7053 | 1.7053 | 1.7053 | 1.7053 | 1.7053 | 1.7053 | 1.7053
| Max depreciation | Rs Cr |  | 0 | 0 | 0 | 0 | 0 | 0 | 0 | 0 | 0 | 0 | 0 | 0 | 0 | 0 | 0 | 0 | 0 | 0 | 0 | 0 | 0 | 0 | 0 | 0 | 0 | 0 | 0 | 0 | 0 | 0 | 0 | 0 | 0 | 0 | 0 | 0 | 0 | 0 | 0 | 0 | 0 | 0 | 0 | 0 | 0 | 0 | 0 | 0 | 0 | 0 | 0 | 0 | 0 | 0 | 0 | 0 | 0 | 0 | 0 | 0
| Opening NFA | Rs Cr |  | 0 | 0 | 0 | 0 | 0 | 0 | 1.7053 | 1.7053 | 1.7053 | 1.7053 | 1.7053 | 1.7053 | 1.7053 | 1.7053 | 1.7053 | 1.7053 | 1.7053 | 1.7053 | 1.7053 | 1.7053 | 1.7053 | 1.7053 | 1.7053 | 1.7053 | 1.7053 | 1.7053 | 1.7053 | 1.7053 | 1.7053 | 1.7053 | 1.7053 | 1.7053 | 1.7053 | 1.7053 | 1.7053 | 1.7053 | 1.7053 | 1.7053 | 1.7053 | 1.7053 | 1.7053 | 1.7053 | 1.7053 | 1.7053 | 1.7053 | 1.7053 | 1.7053 | 1.7053 | 1.7053 | 1.7053 | 1.7053 | 1.7053 | 1.7053 | 1.7053 | 1.7053 | 1.7053 | 1.7053 | 1.7053 | 1.7053 | 1.7053
| Addition - NFA | Rs Cr | 1.7053 | 0 | 0 | 0 | 0 | 0 | 1.7053 | 0 | 0 | 0 | 0 | 0 | 0 | 0 | 0 | 0 | 0 | 0 | 0 | 0 | 0 | 0 | 0 | 0 | 0 | 0 | 0 | 0 | 0 | 0 | 0 | 0 | 0 | 0 | 0 | 0 | 0 | 0 | 0 | 0 | 0 | 0 | 0 | 0 | 0 | 0 | 0 | 0 | 0 | 0 | 0 | 0 | 0 | 0 | 0 | 0 | 0 | 0 | 0 | 0 | 0
| Depreciation | Rs Cr |  | 0 | 0 | 0 | 0 | 0 | 0 | 0 | 0 | 0 | 0 | 0 | 0 | 0 | 0 | 0 | 0 | 0 | 0 | 0 | 0 | 0 | 0 | 0 | 0 | 0 | 0 | 0 | 0 | 0 | 0 | 0 | 0 | 0 | 0 | 0 | 0 | 0 | 0 | 0 | 0 | 0 | 0 | 0 | 0 | 0 | 0 | 0 | 0 | 0 | 0 | 0 | 0 | 0 | 0 | 0 | 0 | 0 | 0 | 0 | 0
| Closing - NFA | Rs Cr |  | 0 | 0 | 0 | 0 | 0 | 1.7053 | 1.7053 | 1.7053 | 1.7053 | 1.7053 | 1.7053 | 1.7053 | 1.7053 | 1.7053 | 1.7053 | 1.7053 | 1.7053 | 1.7053 | 1.7053 | 1.7053 | 1.7053 | 1.7053 | 1.7053 | 1.7053 | 1.7053 | 1.7053 | 1.7053 | 1.7053 | 1.7053 | 1.7053 | 1.7053 | 1.7053 | 1.7053 | 1.7053 | 1.7053 | 1.7053 | 1.7053 | 1.7053 | 1.7053 | 1.7053 | 1.7053 | 1.7053 | 1.7053 | 1.7053 | 1.7053 | 1.7053 | 1.7053 | 1.7053 | 1.7053 | 1.7053 | 1.7053 | 1.7053 | 1.7053 | 1.7053 | 1.7053 | 1.7053 | 1.7053 | 1.7053 | 1.7053 | 1.7053
Accumulated Depreciation
| Opening | Rs Cr |  | 0 | 0 | 0 | 0 | 0 | 0 | 0 | 0 | 0 | 0 | 0 | 0 | 0 | 0 | 0 | 0 | 0 | 0 | 0 | 0 | 0 | 0 | 0 | 0 | 0 | 0 | 0 | 0 | 0 | 0 | 0 | 0 | 0 | 0 | 0 | 0 | 0 | 0 | 0 | 0 | 0 | 0 | 0 | 0 | 0 | 0 | 0 | 0 | 0 | 0 | 0 | 0 | 0 | 0 | 0 | 0 | 0 | 0 | 0 | 0
| Depreciation during the year | Rs Cr | 0 | 0 | 0 | 0 | 0 | 0 | 0 | 0 | 0 | 0 | 0 | 0 | 0 | 0 | 0 | 0 | 0 | 0 | 0 | 0 | 0 | 0 | 0 | 0 | 0 | 0 | 0 | 0 | 0 | 0 | 0 | 0 | 0 | 0 | 0 | 0 | 0 | 0 | 0 | 0 | 0 | 0 | 0 | 0 | 0 | 0 | 0 | 0 | 0 | 0 | 0 | 0 | 0 | 0 | 0 | 0 | 0 | 0 | 0 | 0 | 0
| Closing | Rs Cr |  | 0 | 0 | 0 | 0 | 0 | 0 | 0 | 0 | 0 | 0 | 0 | 0 | 0 | 0 | 0 | 0 | 0 | 0 | 0 | 0 | 0 | 0 | 0 | 0 | 0 | 0 | 0 | 0 | 0 | 0 | 0 | 0 | 0 | 0 | 0 | 0 | 0 | 0 | 0 | 0 | 0 | 0 | 0 | 0 | 0 | 0 | 0 | 0 | 0 | 0 | 0 | 0 | 0 | 0 | 0 | 0 | 0 | 0 | 0 | 0
Civil Works
CWIP
| Opening | Rs Cr |  | 0 | 0 | 0 | 18.2089 | 53.2444 | 81.3911 | 0 | 0 | 0 | 0 | 0 | 0 | 0 | 0 | 0 | 0 | 0 | 0 | 0 | 0 | 0 | 0 | 0 | 0 | 0 | 0 | 0 | 0 | 0 | 0 | 0 | 0 | 0 | 0 | 0 | 0 | 0 | 0 | 0 | 0 | 0 | 0 | 0 | 0 | 0 | 0 | 0 | 0 | 0 | 0 | 0 | 0 | 0 | 0 | 0 | 0 | 0 | 0 | 0 | 0
| Addition | Rs Cr | 81.3911 | 0 | 0 | 18.2089 | 35.0355 | 28.1467 | 0 | 0 | 0 | 0 | 0 | 0 | 0 | 0 | 0 | 0 | 0 | 0 | 0 | 0 | 0 | 0 | 0 | 0 | 0 | 0 | 0 | 0 | 0 | 0 | 0 | 0 | 0 | 0 | 0 | 0 | 0 | 0 | 0 | 0 | 0 | 0 | 0 | 0 | 0 | 0 | 0 | 0 | 0 | 0 | 0 | 0 | 0 | 0 | 0 | 0 | 0 | 0 | 0 | 0 | 0
| Capitalised | Rs Cr |  | 0 | 0 | 0 | 0 | 0 | 81.3911 | 0 | 0 | 0 | 0 | 0 | 0 | 0 | 0 | 0 | 0 | 0 | 0 | 0 | 0 | 0 | 0 | 0 | 0 | 0 | 0 | 0 | 0 | 0 | 0 | 0 | 0 | 0 | 0 | 0 | 0 | 0 | 0 | 0 | 0 | 0 | 0 | 0 | 0 | 0 | 0 | 0 | 0 | 0 | 0 | 0 | 0 | 0 | 0 | 0 | 0 | 0 | 0 | 0 | 0
| Closing | Rs Cr |  | 0 | 0 | 18.2089 | 53.2444 | 81.3911 | 0 | 0 | 0 | 0 | 0 | 0 | 0 | 0 | 0 | 0 | 0 | 0 | 0 | 0 | 0 | 0 | 0 | 0 | 0 | 0 | 0 | 0 | 0 | 0 | 0 | 0 | 0 | 0 | 0 | 0 | 0 | 0 | 0 | 0 | 0 | 0 | 0 | 0 | 0 | 0 | 0 | 0 | 0 | 0 | 0 | 0 | 0 | 0 | 0 | 0 | 0 | 0 | 0 | 0 | 0
GFA Schedule
| Opening GFA | Rs Cr |  | 0 | 0 | 0 | 0 | 0 | 0 | 81.3911 | 81.3911 | 81.3911 | 81.3911 | 81.3911 | 81.3911 | 81.3911 | 81.3911 | 81.3911 | 81.3911 | 81.3911 | 81.3911 | 81.3911 | 81.3911 | 81.3911 | 81.3911 | 81.3911 | 81.3911 | 81.3911 | 81.3911 | 81.3911 | 81.3911 | 81.3911 | 81.3911 | 81.3911 | 81.3911 | 81.3911 | 81.3911 | 81.3911 | 81.3911 | 81.3911 | 81.3911 | 81.3911 | 81.3911 | 81.3911 | 81.3911 | 81.3911 | 81.3911 | 81.3911 | 81.3911 | 81.3911 | 81.3911 | 81.3911 | 81.3911 | 81.3911 | 81.3911 | 81.3911 | 81.3911 | 81.3911 | 81.3911 | 81.3911 | 81.3911 | 81.3911 | 81.3911
| Additions | Rs Cr | 81.3911 | 0 | 0 | 0 | 0 | 0 | 81.3911 | 0 | 0 | 0 | 0 | 0 | 0 | 0 | 0 | 0 | 0 | 0 | 0 | 0 | 0 | 0 | 0 | 0 | 0 | 0 | 0 | 0 | 0 | 0 | 0 | 0 | 0 | 0 | 0 | 0 | 0 | 0 | 0 | 0 | 0 | 0 | 0 | 0 | 0 | 0 | 0 | 0 | 0 | 0 | 0 | 0 | 0 | 0 | 0 | 0 | 0 | 0 | 0 | 0 | 0
| Depreciation | Rs Cr | 67.9616 | 0 | 0 | 0 | 0 | 0 | 1.3592 | 1.3592 | 1.3592 | 1.3592 | 1.3592 | 1.3592 | 1.3592 | 1.3592 | 1.3592 | 1.3592 | 1.3592 | 1.3592 | 1.3592 | 1.3592 | 1.3592 | 1.3592 | 1.3592 | 1.3592 | 1.3592 | 1.3592 | 1.3592 | 1.3592 | 1.3592 | 1.3592 | 1.3592 | 1.3592 | 1.3592 | 1.3592 | 1.3592 | 1.3592 | 1.3592 | 1.3592 | 1.3592 | 1.3592 | 1.3592 | 1.3592 | 1.3592 | 1.3592 | 1.3592 | 1.3592 | 1.3592 | 1.3592 | 1.3592 | 1.3592 | 1.3592 | 1.3592 | 1.3592 | 1.3592 | 1.3592 | 1.3592 | 0 | 0 | 0 | 0 | 0
| Accumulated depreciation | Rs Cr |  | 0 | 0 | 0 | 0 | 0 | 1.3592 | 2.7185 | 4.0777 | 5.4369 | 6.7962 | 8.1554 | 9.5146 | 10.8739 | 12.2331 | 13.5923 | 14.9515 | 16.3108 | 17.67 | 19.0292 | 20.3885 | 21.7477 | 23.1069 | 24.4662 | 25.8254 | 27.1846 | 28.5439 | 29.9031 | 31.2623 | 32.6216 | 33.9808 | 35.34 | 36.6993 | 38.0585 | 39.4177 | 40.777 | 42.1362 | 43.4954 | 44.8546 | 46.2139 | 47.5731 | 48.9323 | 50.2916 | 51.6508 | 53.01 | 54.3693 | 55.7285 | 57.0877 | 58.447 | 59.8062 | 61.1654 | 62.5247 | 63.8839 | 65.2431 | 66.6024 | 67.9616 | 67.9616 | 67.9616 | 67.9616 | 67.9616 | 67.9616
| Closing GFA | Rs Cr |  | 0 | 0 | 0 | 0 | 0 | 81.3911 | 81.3911 | 81.3911 | 81.3911 | 81.3911 | 81.3911 | 81.3911 | 81.3911 | 81.3911 | 81.3911 | 81.3911 | 81.3911 | 81.3911 | 81.3911 | 81.3911 | 81.3911 | 81.3911 | 81.3911 | 81.3911 | 81.3911 | 81.3911 | 81.3911 | 81.3911 | 81.3911 | 81.3911 | 81.3911 | 81.3911 | 81.3911 | 81.3911 | 81.3911 | 81.3911 | 81.3911 | 81.3911 | 81.3911 | 81.3911 | 81.3911 | 81.3911 | 81.3911 | 81.3911 | 81.3911 | 81.3911 | 81.3911 | 81.3911 | 81.3911 | 81.3911 | 81.3911 | 81.3911 | 81.3911 | 81.3911 | 81.3911 | 81.3911 | 81.3911 | 81.3911 | 81.3911 | 81.3911
| Max depreciation | Rs Cr |  | 0 | 0 | 0 | 0 | 0 | 73.252 | 73.252 | 73.252 | 73.252 | 73.252 | 73.252 | 73.252 | 73.252 | 73.252 | 73.252 | 73.252 | 73.252 | 73.252 | 73.252 | 73.252 | 73.252 | 73.252 | 73.252 | 73.252 | 73.252 | 73.252 | 73.252 | 73.252 | 73.252 | 73.252 | 73.252 | 73.252 | 73.252 | 73.252 | 73.252 | 73.252 | 73.252 | 73.252 | 73.252 | 73.252 | 73.252 | 73.252 | 73.252 | 73.252 | 73.252 | 73.252 | 73.252 | 73.252 | 73.252 | 73.252 | 73.252 | 73.252 | 73.252 | 73.252 | 73.252 | 73.252 | 73.252 | 73.252 | 73.252 | 73.252
| Opening NFA | Rs Cr |  | 0 | 0 | 0 | 0 | 0 | 0 | 80.0319 | 78.6727 | 77.3134 | 75.9542 | 74.595 | 73.2357 | 71.8765 | 70.5173 | 69.158 | 67.7988 | 66.4396 | 65.0803 | 63.7211 | 62.3619 | 61.0026 | 59.6434 | 58.2842 | 56.9249 | 55.5657 | 54.2065 | 52.8473 | 51.488 | 50.1288 | 48.7696 | 47.4103 | 46.0511 | 44.6919 | 43.3326 | 41.9734 | 40.6142 | 39.2549 | 37.8957 | 36.5365 | 35.1772 | 33.818 | 32.4588 | 31.0995 | 29.7403 | 28.3811 | 27.0219 | 25.6626 | 24.3034 | 22.9442 | 21.5849 | 20.2257 | 18.8665 | 17.5072 | 16.148 | 14.7888 | 13.4295 | 13.4295 | 13.4295 | 13.4295 | 13.4295
| Addition - NFA | Rs Cr | 81.3911 | 0 | 0 | 0 | 0 | 0 | 81.3911 | 0 | 0 | 0 | 0 | 0 | 0 | 0 | 0 | 0 | 0 | 0 | 0 | 0 | 0 | 0 | 0 | 0 | 0 | 0 | 0 | 0 | 0 | 0 | 0 | 0 | 0 | 0 | 0 | 0 | 0 | 0 | 0 | 0 | 0 | 0 | 0 | 0 | 0 | 0 | 0 | 0 | 0 | 0 | 0 | 0 | 0 | 0 | 0 | 0 | 0 | 0 | 0 | 0 | 0
| Depreciation | Rs Cr | 67.9616 | 0 | 0 | 0 | 0 | 0 | 1.3592 | 1.3592 | 1.3592 | 1.3592 | 1.3592 | 1.3592 | 1.3592 | 1.3592 | 1.3592 | 1.3592 | 1.3592 | 1.3592 | 1.3592 | 1.3592 | 1.3592 | 1.3592 | 1.3592 | 1.3592 | 1.3592 | 1.3592 | 1.3592 | 1.3592 | 1.3592 | 1.3592 | 1.3592 | 1.3592 | 1.3592 | 1.3592 | 1.3592 | 1.3592 | 1.3592 | 1.3592 | 1.3592 | 1.3592 | 1.3592 | 1.3592 | 1.3592 | 1.3592 | 1.3592 | 1.3592 | 1.3592 | 1.3592 | 1.3592 | 1.3592 | 1.3592 | 1.3592 | 1.3592 | 1.3592 | 1.3592 | 1.3592 | 0 | 0 | 0 | 0 | 0
| Closing - NFA | Rs Cr |  | 0 | 0 | 0 | 0 | 0 | 80.0319 | 78.6727 | 77.3134 | 75.9542 | 74.595 | 73.2357 | 71.8765 | 70.5173 | 69.158 | 67.7988 | 66.4396 | 65.0803 | 63.7211 | 62.3619 | 61.0026 | 59.6434 | 58.2842 | 56.9249 | 55.5657 | 54.2065 | 52.8473 | 51.488 | 50.1288 | 48.7696 | 47.4103 | 46.0511 | 44.6919 | 43.3326 | 41.9734 | 40.6142 | 39.2549 | 37.8957 | 36.5365 | 35.1772 | 33.818 | 32.4588 | 31.0995 | 29.7403 | 28.3811 | 27.0219 | 25.6626 | 24.3034 | 22.9442 | 21.5849 | 20.2257 | 18.8665 | 17.5072 | 16.148 | 14.7888 | 13.4295 | 13.4295 | 13.4295 | 13.4295 | 13.4295 | 13.4295
Accumulated Depreciation
| Opening | Rs Cr |  | 0 | 0 | 0 | 0 | 0 | 0 | 1.3592 | 2.7185 | 4.0777 | 5.4369 | 6.7962 | 8.1554 | 9.5146 | 10.8739 | 12.2331 | 13.5923 | 14.9515 | 16.3108 | 17.67 | 19.0292 | 20.3885 | 21.7477 | 23.1069 | 24.4662 | 25.8254 | 27.1846 | 28.5439 | 29.9031 | 31.2623 | 32.6216 | 33.9808 | 35.34 | 36.6993 | 38.0585 | 39.4177 | 40.777 | 42.1362 | 43.4954 | 44.8546 | 46.2139 | 47.5731 | 48.9323 | 50.2916 | 51.6508 | 53.01 | 54.3693 | 55.7285 | 57.0877 | 58.447 | 59.8062 | 61.1654 | 62.5247 | 63.8839 | 65.2431 | 66.6024 | 67.9616 | 67.9616 | 67.9616 | 67.9616 | 67.9616
| Depreciation during the year | Rs Cr | 67.9616 | 0 | 0 | 0 | 0 | 0 | 1.3592 | 1.3592 | 1.3592 | 1.3592 | 1.3592 | 1.3592 | 1.3592 | 1.3592 | 1.3592 | 1.3592 | 1.3592 | 1.3592 | 1.3592 | 1.3592 | 1.3592 | 1.3592 | 1.3592 | 1.3592 | 1.3592 | 1.3592 | 1.3592 | 1.3592 | 1.3592 | 1.3592 | 1.3592 | 1.3592 | 1.3592 | 1.3592 | 1.3592 | 1.3592 | 1.3592 | 1.3592 | 1.3592 | 1.3592 | 1.3592 | 1.3592 | 1.3592 | 1.3592 | 1.3592 | 1.3592 | 1.3592 | 1.3592 | 1.3592 | 1.3592 | 1.3592 | 1.3592 | 1.3592 | 1.3592 | 1.3592 | 1.3592 | 0 | 0 | 0 | 0 | 0
| Closing | Rs Cr |  | 0 | 0 | 0 | 0 | 0 | 1.3592 | 2.7185 | 4.0777 | 5.4369 | 6.7962 | 8.1554 | 9.5146 | 10.8739 | 12.2331 | 13.5923 | 14.9515 | 16.3108 | 17.67 | 19.0292 | 20.3885 | 21.7477 | 23.1069 | 24.4662 | 25.8254 | 27.1846 | 28.5439 | 29.9031 | 31.2623 | 32.6216 | 33.9808 | 35.34 | 36.6993 | 38.0585 | 39.4177 | 40.777 | 42.1362 | 43.4954 | 44.8546 | 46.2139 | 47.5731 | 48.9323 | 50.2916 | 51.6508 | 53.01 | 54.3693 | 55.7285 | 57.0877 | 58.447 | 59.8062 | 61.1654 | 62.5247 | 63.8839 | 65.2431 | 66.6024 | 67.9616 | 67.9616 | 67.9616 | 67.9616 | 67.9616 | 67.9616
Electrical
CWIP
| Opening | Rs Cr |  | 0 | 0 | 0 | 43.8628 | 123.7526 | 178.7154 | 0 | 0 | 0 | 0 | 0 | 0 | 0 | 0 | 0 | 0 | 0 | 0 | 0 | 0 | 0 | 0 | 0 | 0 | 0 | 0 | 0 | 0 | 0 | 0 | 0 | 0 | 0 | 0 | 0 | 0 | 0 | 0 | 0 | 0 | 0 | 0 | 0 | 0 | 0 | 0 | 0 | 0 | 0 | 0 | 0 | 0 | 0 | 0 | 0 | 0 | 0 | 0 | 0 | 0
| Addition | Rs Cr | 178.7154 | 0 | 0 | 43.8628 | 79.8899 | 54.9628 | 0 | 0 | 0 | 0 | 0 | 0 | 0 | 0 | 0 | 0 | 0 | 0 | 0 | 0 | 0 | 0 | 0 | 0 | 0 | 0 | 0 | 0 | 0 | 0 | 0 | 0 | 0 | 0 | 0 | 0 | 0 | 0 | 0 | 0 | 0 | 0 | 0 | 0 | 0 | 0 | 0 | 0 | 0 | 0 | 0 | 0 | 0 | 0 | 0 | 0 | 0 | 0 | 0 | 0 | 0
| Capitalised | Rs Cr | 178.7154 | 0 | 0 | 0 | 0 | 0 | 178.7154 | 0 | 0 | 0 | 0 | 0 | 0 | 0 | 0 | 0 | 0 | 0 | 0 | 0 | 0 | 0 | 0 | 0 | 0 | 0 | 0 | 0 | 0 | 0 | 0 | 0 | 0 | 0 | 0 | 0 | 0 | 0 | 0 | 0 | 0 | 0 | 0 | 0 | 0 | 0 | 0 | 0 | 0 | 0 | 0 | 0 | 0 | 0 | 0 | 0 | 0 | 0 | 0 | 0 | 0
| Closing | Rs Cr |  | 0 | 0 | 43.8628 | 123.7526 | 178.7154 | 0 | 0 | 0 | 0 | 0 | 0 | 0 | 0 | 0 | 0 | 0 | 0 | 0 | 0 | 0 | 0 | 0 | 0 | 0 | 0 | 0 | 0 | 0 | 0 | 0 | 0 | 0 | 0 | 0 | 0 | 0 | 0 | 0 | 0 | 0 | 0 | 0 | 0 | 0 | 0 | 0 | 0 | 0 | 0 | 0 | 0 | 0 | 0 | 0 | 0 | 0 | 0 | 0 | 0 | 0
GFA Schedule
| Opening GFA | Rs Cr |  | 0 | 0 | 0 | 0 | 0 | 0 | 178.7154 | 178.7154 | 178.7154 | 178.7154 | 178.7154 | 178.7154 | 178.7154 | 178.7154 | 178.7154 | 178.7154 | 178.7154 | 178.7154 | 178.7154 | 178.7154 | 178.7154 | 178.7154 | 178.7154 | 178.7154 | 178.7154 | 178.7154 | 178.7154 | 178.7154 | 178.7154 | 178.7154 | 178.7154 | 178.7154 | 178.7154 | 178.7154 | 178.7154 | 178.7154 | 178.7154 | 178.7154 | 178.7154 | 178.7154 | 178.7154 | 178.7154 | 178.7154 | 178.7154 | 178.7154 | 178.7154 | 178.7154 | 178.7154 | 178.7154 | 178.7154 | 178.7154 | 178.7154 | 178.7154 | 178.7154 | 178.7154 | 178.7154 | 178.7154 | 178.7154 | 178.7154 | 178.7154
| Additions | Rs Cr | 178.7154 | 0 | 0 | 0 | 0 | 0 | 178.7154 | 0 | 0 | 0 | 0 | 0 | 0 | 0 | 0 | 0 | 0 | 0 | 0 | 0 | 0 | 0 | 0 | 0 | 0 | 0 | 0 | 0 | 0 | 0 | 0 | 0 | 0 | 0 | 0 | 0 | 0 | 0 | 0 | 0 | 0 | 0 | 0 | 0 | 0 | 0 | 0 | 0 | 0 | 0 | 0 | 0 | 0 | 0 | 0 | 0 | 0 | 0 | 0 | 0 | 0
| Depreciation | Rs Cr | 160.8438 | 0 | 0 | 0 | 0 | 0 | 5.9572 | 5.9572 | 5.9572 | 5.9572 | 5.9572 | 5.9572 | 5.9572 | 5.9572 | 5.9572 | 5.9572 | 5.9572 | 5.9572 | 5.9572 | 5.9572 | 5.9572 | 5.9572 | 5.9572 | 5.9572 | 5.9572 | 5.9572 | 5.9572 | 5.9572 | 5.9572 | 5.9572 | 5.9572 | 5.9572 | 5.9572 | 0 | 0 | 0 | 0 | 0 | 0 | 0 | 0 | 0 | 0 | 0 | 0 | 0 | 0 | 0 | 0 | 0 | 0 | 0 | 0 | 0 | 0 | 0 | 0 | 0 | 0 | 0 | 0
| Accumulated depreciation | Rs Cr |  | 0 | 0 | 0 | 0 | 0 | 5.9572 | 11.9144 | 17.8715 | 23.8287 | 29.7859 | 35.7431 | 41.7003 | 47.6574 | 53.6146 | 59.5718 | 65.529 | 71.4862 | 77.4433 | 83.4005 | 89.3577 | 95.3149 | 101.2721 | 107.2292 | 113.1864 | 119.1436 | 125.1008 | 131.058 | 137.0151 | 142.9723 | 148.9295 | 154.8867 | 160.8438 | 160.8438 | 160.8438 | 160.8438 | 160.8438 | 160.8438 | 160.8438 | 160.8438 | 160.8438 | 160.8438 | 160.8438 | 160.8438 | 160.8438 | 160.8438 | 160.8438 | 160.8438 | 160.8438 | 160.8438 | 160.8438 | 160.8438 | 160.8438 | 160.8438 | 160.8438 | 160.8438 | 160.8438 | 160.8438 | 160.8438 | 160.8438 | 160.8438
| Closing GFA | Rs Cr |  | 0 | 0 | 0 | 0 | 0 | 178.7154 | 178.7154 | 178.7154 | 178.7154 | 178.7154 | 178.7154 | 178.7154 | 178.7154 | 178.7154 | 178.7154 | 178.7154 | 178.7154 | 178.7154 | 178.7154 | 178.7154 | 178.7154 | 178.7154 | 178.7154 | 178.7154 | 178.7154 | 178.7154 | 178.7154 | 178.7154 | 178.7154 | 178.7154 | 178.7154 | 178.7154 | 178.7154 | 178.7154 | 178.7154 | 178.7154 | 178.7154 | 178.7154 | 178.7154 | 178.7154 | 178.7154 | 178.7154 | 178.7154 | 178.7154 | 178.7154 | 178.7154 | 178.7154 | 178.7154 | 178.7154 | 178.7154 | 178.7154 | 178.7154 | 178.7154 | 178.7154 | 178.7154 | 178.7154 | 178.7154 | 178.7154 | 178.7154 | 178.7154
| Max depreciation | Rs Cr |  | 0 | 0 | 0 | 0 | 0 | 160.8438 | 160.8438 | 160.8438 | 160.8438 | 160.8438 | 160.8438 | 160.8438 | 160.8438 | 160.8438 | 160.8438 | 160.8438 | 160.8438 | 160.8438 | 160.8438 | 160.8438 | 160.8438 | 160.8438 | 160.8438 | 160.8438 | 160.8438 | 160.8438 | 160.8438 | 160.8438 | 160.8438 | 160.8438 | 160.8438 | 160.8438 | 160.8438 | 160.8438 | 160.8438 | 160.8438 | 160.8438 | 160.8438 | 160.8438 | 160.8438 | 160.8438 | 160.8438 | 160.8438 | 160.8438 | 160.8438 | 160.8438 | 160.8438 | 160.8438 | 160.8438 | 160.8438 | 160.8438 | 160.8438 | 160.8438 | 160.8438 | 160.8438 | 160.8438 | 160.8438 | 160.8438 | 160.8438 | 160.8438
| Opening NFA | Rs Cr |  | 0 | 0 | 0 | 0 | 0 | 0 | 172.7582 | 166.801 | 160.8438 | 154.8867 | 148.9295 | 142.9723 | 137.0151 | 131.058 | 125.1008 | 119.1436 | 113.1864 | 107.2292 | 101.2721 | 95.3149 | 89.3577 | 83.4005 | 77.4433 | 71.4862 | 65.529 | 59.5718 | 53.6146 | 47.6574 | 41.7003 | 35.7431 | 29.7859 | 23.8287 | 17.8715 | 17.8715 | 17.8715 | 17.8715 | 17.8715 | 17.8715 | 17.8715 | 17.8715 | 17.8715 | 17.8715 | 17.8715 | 17.8715 | 17.8715 | 17.8715 | 17.8715 | 17.8715 | 17.8715 | 17.8715 | 17.8715 | 17.8715 | 17.8715 | 17.8715 | 17.8715 | 17.8715 | 17.8715 | 17.8715 | 17.8715 | 17.8715
| Addition - NFA | Rs Cr | 178.7154 | 0 | 0 | 0 | 0 | 0 | 178.7154 | 0 | 0 | 0 | 0 | 0 | 0 | 0 | 0 | 0 | 0 | 0 | 0 | 0 | 0 | 0 | 0 | 0 | 0 | 0 | 0 | 0 | 0 | 0 | 0 | 0 | 0 | 0 | 0 | 0 | 0 | 0 | 0 | 0 | 0 | 0 | 0 | 0 | 0 | 0 | 0 | 0 | 0 | 0 | 0 | 0 | 0 | 0 | 0 | 0 | 0 | 0 | 0 | 0 | 0
| Depreciation | Rs Cr | 160.8438 | 0 | 0 | 0 | 0 | 0 | 5.9572 | 5.9572 | 5.9572 | 5.9572 | 5.9572 | 5.9572 | 5.9572 | 5.9572 | 5.9572 | 5.9572 | 5.9572 | 5.9572 | 5.9572 | 5.9572 | 5.9572 | 5.9572 | 5.9572 | 5.9572 | 5.9572 | 5.9572 | 5.9572 | 5.9572 | 5.9572 | 5.9572 | 5.9572 | 5.9572 | 5.9572 | 0 | 0 | 0 | 0 | 0 | 0 | 0 | 0 | 0 | 0 | 0 | 0 | 0 | 0 | 0 | 0 | 0 | 0 | 0 | 0 | 0 | 0 | 0 | 0 | 0 | 0 | 0 | 0
| Closing - NFA | Rs Cr |  | 0 | 0 | 0 | 0 | 0 | 172.7582 | 166.801 | 160.8438 | 154.8867 | 148.9295 | 142.9723 | 137.0151 | 131.058 | 125.1008 | 119.1436 | 113.1864 | 107.2292 | 101.2721 | 95.3149 | 89.3577 | 83.4005 | 77.4433 | 71.4862 | 65.529 | 59.5718 | 53.6146 | 47.6574 | 41.7003 | 35.7431 | 29.7859 | 23.8287 | 17.8715 | 17.8715 | 17.8715 | 17.8715 | 17.8715 | 17.8715 | 17.8715 | 17.8715 | 17.8715 | 17.8715 | 17.8715 | 17.8715 | 17.8715 | 17.8715 | 17.8715 | 17.8715 | 17.8715 | 17.8715 | 17.8715 | 17.8715 | 17.8715 | 17.8715 | 17.8715 | 17.8715 | 17.8715 | 17.8715 | 17.8715 | 17.8715 | 17.8715
Accumulated Depreciation
| Opening | Rs Cr |  | 0 | 0 | 0 | 0 | 0 | 0 | 5.9572 | 11.9144 | 17.8715 | 23.8287 | 29.7859 | 35.7431 | 41.7003 | 47.6574 | 53.6146 | 59.5718 | 65.529 | 71.4862 | 77.4433 | 83.4005 | 89.3577 | 95.3149 | 101.2721 | 107.2292 | 113.1864 | 119.1436 | 125.1008 | 131.058 | 137.0151 | 142.9723 | 148.9295 | 154.8867 | 160.8438 | 160.8438 | 160.8438 | 160.8438 | 160.8438 | 160.8438 | 160.8438 | 160.8438 | 160.8438 | 160.8438 | 160.8438 | 160.8438 | 160.8438 | 160.8438 | 160.8438 | 160.8438 | 160.8438 | 160.8438 | 160.8438 | 160.8438 | 160.8438 | 160.8438 | 160.8438 | 160.8438 | 160.8438 | 160.8438 | 160.8438 | 160.8438
| Depreciation during the year | Rs Cr | 160.8438 | 0 | 0 | 0 | 0 | 0 | 5.9572 | 5.9572 | 5.9572 | 5.9572 | 5.9572 | 5.9572 | 5.9572 | 5.9572 | 5.9572 | 5.9572 | 5.9572 | 5.9572 | 5.9572 | 5.9572 | 5.9572 | 5.9572 | 5.9572 | 5.9572 | 5.9572 | 5.9572 | 5.9572 | 5.9572 | 5.9572 | 5.9572 | 5.9572 | 5.9572 | 5.9572 | 0 | 0 | 0 | 0 | 0 | 0 | 0 | 0 | 0 | 0 | 0 | 0 | 0 | 0 | 0 | 0 | 0 | 0 | 0 | 0 | 0 | 0 | 0 | 0 | 0 | 0 | 0 | 0
| Closing | Rs Cr |  | 0 | 0 | 0 | 0 | 0 | 5.9572 | 11.9144 | 17.8715 | 23.8287 | 29.7859 | 35.7431 | 41.7003 | 47.6574 | 53.6146 | 59.5718 | 65.529 | 71.4862 | 77.4433 | 83.4005 | 89.3577 | 95.3149 | 101.2721 | 107.2292 | 113.1864 | 119.1436 | 125.1008 | 131.058 | 137.0151 | 142.9723 | 148.9295 | 154.8867 | 160.8438 | 160.8438 | 160.8438 | 160.8438 | 160.8438 | 160.8438 | 160.8438 | 160.8438 | 160.8438 | 160.8438 | 160.8438 | 160.8438 | 160.8438 | 160.8438 | 160.8438 | 160.8438 | 160.8438 | 160.8438 | 160.8438 | 160.8438 | 160.8438 | 160.8438 | 160.8438 | 160.8438 | 160.8438 | 160.8438 | 160.8438 | 160.8438 | 160.8438
Other Assets
CWIP
| Opening | Rs Cr |  | 0 | 0 | 0 | 20.7241 | 46.1749 | 67.8849 | 0 | 0 | 0 | 0 | 0 | 0 | 0 | 0 | 0 | 0 | 0 | 0 | 0 | 0 | 0 | 0 | 0 | 0 | 0 | 0 | 0 | 0 | 0 | 0 | 0 | 0 | 0 | 0 | 0 | 0 | 0 | 0 | 0 | 0 | 0 | 0 | 0 | 0 | 0 | 0 | 0 | 0 | 0 | 0 | 0 | 0 | 0 | 0 | 0 | 0 | 0 | 0 | 0 | 0
| Addition | Rs Cr | 67.8849 | 0 | 0 | 20.7241 | 25.4508 | 21.71 | 0 | 0 | 0 | 0 | 0 | 0 | 0 | 0 | 0 | 0 | 0 | 0 | 0 | 0 | 0 | 0 | 0 | 0 | 0 | 0 | 0 | 0 | 0 | 0 | 0 | 0 | 0 | 0 | 0 | 0 | 0 | 0 | 0 | 0 | 0 | 0 | 0 | 0 | 0 | 0 | 0 | 0 | 0 | 0 | 0 | 0 | 0 | 0 | 0 | 0 | 0 | 0 | 0 | 0 | 0
| Capitalised | Rs Cr | 67.8849 | 0 | 0 | 0 | 0 | 0 | 67.8849 | 0 | 0 | 0 | 0 | 0 | 0 | 0 | 0 | 0 | 0 | 0 | 0 | 0 | 0 | 0 | 0 | 0 | 0 | 0 | 0 | 0 | 0 | 0 | 0 | 0 | 0 | 0 | 0 | 0 | 0 | 0 | 0 | 0 | 0 | 0 | 0 | 0 | 0 | 0 | 0 | 0 | 0 | 0 | 0 | 0 | 0 | 0 | 0 | 0 | 0 | 0 | 0 | 0 | 0
| Closing | Rs Cr |  | 0 | 0 | 20.7241 | 46.1749 | 67.8849 | 0 | 0 | 0 | 0 | 0 | 0 | 0 | 0 | 0 | 0 | 0 | 0 | 0 | 0 | 0 | 0 | 0 | 0 | 0 | 0 | 0 | 0 | 0 | 0 | 0 | 0 | 0 | 0 | 0 | 0 | 0 | 0 | 0 | 0 | 0 | 0 | 0 | 0 | 0 | 0 | 0 | 0 | 0 | 0 | 0 | 0 | 0 | 0 | 0 | 0 | 0 | 0 | 0 | 0 | 0
GFA Schedule
| Opening GFA | Rs Cr |  | 0 | 0 | 0 | 0 | 0 | 0 | 67.8849 | 67.8849 | 67.8849 | 67.8849 | 67.8849 | 67.8849 | 67.8849 | 67.8849 | 67.8849 | 67.8849 | 67.8849 | 67.8849 | 67.8849 | 67.8849 | 67.8849 | 67.8849 | 67.8849 | 67.8849 | 67.8849 | 67.8849 | 67.8849 | 67.8849 | 67.8849 | 67.8849 | 67.8849 | 67.8849 | 67.8849 | 67.8849 | 67.8849 | 67.8849 | 67.8849 | 67.8849 | 67.8849 | 67.8849 | 67.8849 | 67.8849 | 67.8849 | 67.8849 | 67.8849 | 67.8849 | 67.8849 | 67.8849 | 67.8849 | 67.8849 | 67.8849 | 67.8849 | 67.8849 | 67.8849 | 67.8849 | 67.8849 | 67.8849 | 67.8849 | 67.8849 | 67.8849
| Additions | Rs Cr | 67.8849 | 0 | 0 | 0 | 0 | 0 | 67.8849 | 0 | 0 | 0 | 0 | 0 | 0 | 0 | 0 | 0 | 0 | 0 | 0 | 0 | 0 | 0 | 0 | 0 | 0 | 0 | 0 | 0 | 0 | 0 | 0 | 0 | 0 | 0 | 0 | 0 | 0 | 0 | 0 | 0 | 0 | 0 | 0 | 0 | 0 | 0 | 0 | 0 | 0 | 0 | 0 | 0 | 0 | 0 | 0 | 0 | 0 | 0 | 0 | 0 | 0
| Depreciation | Rs Cr | 61.0964 | 0 | 0 | 0 | 0 | 0 | 5.6582 | 5.6582 | 5.6582 | 5.6582 | 5.6582 | 5.6582 | 5.6582 | 5.6582 | 5.6582 | 5.6582 | 4.5143 | 0 | 0 | 0 | 0 | 0 | 0 | 0 | 0 | 0 | 0 | 0 | 0 | 0 | 0 | 0 | 0 | 0 | 0 | 0 | 0 | 0 | 0 | 0 | 0 | 0 | 0 | 0 | 0 | 0 | 0 | 0 | 0 | 0 | 0 | 0 | 0 | 0 | 0 | 0 | 0 | 0 | 0 | 0 | 0
| Accumulated depreciation | Rs Cr |  | 0 | 0 | 0 | 0 | 0 | 5.6582 | 11.3164 | 16.9746 | 22.6328 | 28.291 | 33.9492 | 39.6074 | 45.2657 | 50.9239 | 56.5821 | 61.0964 | 61.0964 | 61.0964 | 61.0964 | 61.0964 | 61.0964 | 61.0964 | 61.0964 | 61.0964 | 61.0964 | 61.0964 | 61.0964 | 61.0964 | 61.0964 | 61.0964 | 61.0964 | 61.0964 | 61.0964 | 61.0964 | 61.0964 | 61.0964 | 61.0964 | 61.0964 | 61.0964 | 61.0964 | 61.0964 | 61.0964 | 61.0964 | 61.0964 | 61.0964 | 61.0964 | 61.0964 | 61.0964 | 61.0964 | 61.0964 | 61.0964 | 61.0964 | 61.0964 | 61.0964 | 61.0964 | 61.0964 | 61.0964 | 61.0964 | 61.0964 | 61.0964
| Closing GFA | Rs Cr |  | 0 | 0 | 0 | 0 | 0 | 67.8849 | 67.8849 | 67.8849 | 67.8849 | 67.8849 | 67.8849 | 67.8849 | 67.8849 | 67.8849 | 67.8849 | 67.8849 | 67.8849 | 67.8849 | 67.8849 | 67.8849 | 67.8849 | 67.8849 | 67.8849 | 67.8849 | 67.8849 | 67.8849 | 67.8849 | 67.8849 | 67.8849 | 67.8849 | 67.8849 | 67.8849 | 67.8849 | 67.8849 | 67.8849 | 67.8849 | 67.8849 | 67.8849 | 67.8849 | 67.8849 | 67.8849 | 67.8849 | 67.8849 | 67.8849 | 67.8849 | 67.8849 | 67.8849 | 67.8849 | 67.8849 | 67.8849 | 67.8849 | 67.8849 | 67.8849 | 67.8849 | 67.8849 | 67.8849 | 67.8849 | 67.8849 | 67.8849 | 67.8849
| Max depreciation | Rs Cr |  | 0 | 0 | 0 | 0 | 0 | 61.0964 | 61.0964 | 61.0964 | 61.0964 | 61.0964 | 61.0964 | 61.0964 | 61.0964 | 61.0964 | 61.0964 | 61.0964 | 61.0964 | 61.0964 | 61.0964 | 61.0964 | 61.0964 | 61.0964 | 61.0964 | 61.0964 | 61.0964 | 61.0964 | 61.0964 | 61.0964 | 61.0964 | 61.0964 | 61.0964 | 61.0964 | 61.0964 | 61.0964 | 61.0964 | 61.0964 | 61.0964 | 61.0964 | 61.0964 | 61.0964 | 61.0964 | 61.0964 | 61.0964 | 61.0964 | 61.0964 | 61.0964 | 61.0964 | 61.0964 | 61.0964 | 61.0964 | 61.0964 | 61.0964 | 61.0964 | 61.0964 | 61.0964 | 61.0964 | 61.0964 | 61.0964 | 61.0964 | 61.0964
| Opening NFA | Rs Cr |  | 0 | 0 | 0 | 0 | 0 | 0 | 62.2267 | 56.5685 | 50.9103 | 45.2521 | 39.5939 | 33.9357 | 28.2775 | 22.6193 | 16.961 | 11.3028 | 6.7885 | 6.7885 | 6.7885 | 6.7885 | 6.7885 | 6.7885 | 6.7885 | 6.7885 | 6.7885 | 6.7885 | 6.7885 | 6.7885 | 6.7885 | 6.7885 | 6.7885 | 6.7885 | 6.7885 | 6.7885 | 6.7885 | 6.7885 | 6.7885 | 6.7885 | 6.7885 | 6.7885 | 6.7885 | 6.7885 | 6.7885 | 6.7885 | 6.7885 | 6.7885 | 6.7885 | 6.7885 | 6.7885 | 6.7885 | 6.7885 | 6.7885 | 6.7885 | 6.7885 | 6.7885 | 6.7885 | 6.7885 | 6.7885 | 6.7885 | 6.7885
| Addition - NFA | Rs Cr | 67.8849 | 0 | 0 | 0 | 0 | 0 | 67.8849 | 0 | 0 | 0 | 0 | 0 | 0 | 0 | 0 | 0 | 0 | 0 | 0 | 0 | 0 | 0 | 0 | 0 | 0 | 0 | 0 | 0 | 0 | 0 | 0 | 0 | 0 | 0 | 0 | 0 | 0 | 0 | 0 | 0 | 0 | 0 | 0 | 0 | 0 | 0 | 0 | 0 | 0 | 0 | 0 | 0 | 0 | 0 | 0 | 0 | 0 | 0 | 0 | 0 | 0
| Depreciation | Rs Cr | 61.0964 | 0 | 0 | 0 | 0 | 0 | 5.6582 | 5.6582 | 5.6582 | 5.6582 | 5.6582 | 5.6582 | 5.6582 | 5.6582 | 5.6582 | 5.6582 | 4.5143 | 0 | 0 | 0 | 0 | 0 | 0 | 0 | 0 | 0 | 0 | 0 | 0 | 0 | 0 | 0 | 0 | 0 | 0 | 0 | 0 | 0 | 0 | 0 | 0 | 0 | 0 | 0 | 0 | 0 | 0 | 0 | 0 | 0 | 0 | 0 | 0 | 0 | 0 | 0 | 0 | 0 | 0 | 0 | 0
| Closing - NFA | Rs Cr |  | 0 | 0 | 0 | 0 | 0 | 62.2267 | 56.5685 | 50.9103 | 45.2521 | 39.5939 | 33.9357 | 28.2775 | 22.6193 | 16.961 | 11.3028 | 6.7885 | 6.7885 | 6.7885 | 6.7885 | 6.7885 | 6.7885 | 6.7885 | 6.7885 | 6.7885 | 6.7885 | 6.7885 | 6.7885 | 6.7885 | 6.7885 | 6.7885 | 6.7885 | 6.7885 | 6.7885 | 6.7885 | 6.7885 | 6.7885 | 6.7885 | 6.7885 | 6.7885 | 6.7885 | 6.7885 | 6.7885 | 6.7885 | 6.7885 | 6.7885 | 6.7885 | 6.7885 | 6.7885 | 6.7885 | 6.7885 | 6.7885 | 6.7885 | 6.7885 | 6.7885 | 6.7885 | 6.7885 | 6.7885 | 6.7885 | 6.7885 | 6.7885
Accumulated Depreciation
| Opening | Rs Cr |  | 0 | 0 | 0 | 0 | 0 | 0 | 5.6582 | 11.3164 | 16.9746 | 22.6328 | 28.291 | 33.9492 | 39.6074 | 45.2657 | 50.9239 | 56.5821 | 61.0964 | 61.0964 | 61.0964 | 61.0964 | 61.0964 | 61.0964 | 61.0964 | 61.0964 | 61.0964 | 61.0964 | 61.0964 | 61.0964 | 61.0964 | 61.0964 | 61.0964 | 61.0964 | 61.0964 | 61.0964 | 61.0964 | 61.0964 | 61.0964 | 61.0964 | 61.0964 | 61.0964 | 61.0964 | 61.0964 | 61.0964 | 61.0964 | 61.0964 | 61.0964 | 61.0964 | 61.0964 | 61.0964 | 61.0964 | 61.0964 | 61.0964 | 61.0964 | 61.0964 | 61.0964 | 61.0964 | 61.0964 | 61.0964 | 61.0964 | 61.0964
| Depreciation during the year | Rs Cr | 61.0964 | 0 | 0 | 0 | 0 | 0 | 5.6582 | 5.6582 | 5.6582 | 5.6582 | 5.6582 | 5.6582 | 5.6582 | 5.6582 | 5.6582 | 5.6582 | 4.5143 | 0 | 0 | 0 | 0 | 0 | 0 | 0 | 0 | 0 | 0 | 0 | 0 | 0 | 0 | 0 | 0 | 0 | 0 | 0 | 0 | 0 | 0 | 0 | 0 | 0 | 0 | 0 | 0 | 0 | 0 | 0 | 0 | 0 | 0 | 0 | 0 | 0 | 0 | 0 | 0 | 0 | 0 | 0 | 0
| Closing | Rs Cr |  | 0 | 0 | 0 | 0 | 0 | 5.6582 | 11.3164 | 16.9746 | 22.6328 | 28.291 | 33.9492 | 39.6074 | 45.2657 | 50.9239 | 56.5821 | 61.0964 | 61.0964 | 61.0964 | 61.0964 | 61.0964 | 61.0964 | 61.0964 | 61.0964 | 61.0964 | 61.0964 | 61.0964 | 61.0964 | 61.0964 | 61.0964 | 61.0964 | 61.0964 | 61.0964 | 61.0964 | 61.0964 | 61.0964 | 61.0964 | 61.0964 | 61.0964 | 61.0964 | 61.0964 | 61.0964 | 61.0964 | 61.0964 | 61.0964 | 61.0964 | 61.0964 | 61.0964 | 61.0964 | 61.0964 | 61.0964 | 61.0964 | 61.0964 | 61.0964 | 61.0964 | 61.0964 | 61.0964 | 61.0964 | 61.0964 | 61.0964 | 61.0964
Assets Total
CWIP
| Opening | Rs Cr |  | 0 | 0 | 0 | 83.3756 | 224.3145 | 329.6967 | 0 | 0 | 0 | 0 | 0 | 0 | 0 | 0 | 0 | 0 | 0 | 0 | 0 | 0 | 0 | 0 | 0 | 0 | 0 | 0 | 0 | 0 | 0 | 0 | 0 | 0 | 0 | 0 | 0 | 0 | 0 | 0 | 0 | 0 | 0 | 0 | 0 | 0 | 0 | 0 | 0 | 0 | 0 | 0 | 0 | 0 | 0 | 0 | 0 | 0 | 0 | 0 | 0 | 0
| Addition | Rs Cr | 329.6967 | 0 | 0 | 83.3756 | 140.939 | 105.3821 | 0 | 0 | 0 | 0 | 0 | 0 | 0 | 0 | 0 | 0 | 0 | 0 | 0 | 0 | 0 | 0 | 0 | 0 | 0 | 0 | 0 | 0 | 0 | 0 | 0 | 0 | 0 | 0 | 0 | 0 | 0 | 0 | 0 | 0 | 0 | 0 | 0 | 0 | 0 | 0 | 0 | 0 | 0 | 0 | 0 | 0 | 0 | 0 | 0 | 0 | 0 | 0 | 0 | 0 | 0
| Capitalised | Rs Cr | 329.6967 | 0 | 0 | 0 | 0 | 0 | 329.6967 | 0 | 0 | 0 | 0 | 0 | 0 | 0 | 0 | 0 | 0 | 0 | 0 | 0 | 0 | 0 | 0 | 0 | 0 | 0 | 0 | 0 | 0 | 0 | 0 | 0 | 0 | 0 | 0 | 0 | 0 | 0 | 0 | 0 | 0 | 0 | 0 | 0 | 0 | 0 | 0 | 0 | 0 | 0 | 0 | 0 | 0 | 0 | 0 | 0 | 0 | 0 | 0 | 0 | 0
| Closing | Rs Cr |  | 0 | 0 | 83.3756 | 224.3145 | 329.6967 | 0 | 0 | 0 | 0 | 0 | 0 | 0 | 0 | 0 | 0 | 0 | 0 | 0 | 0 | 0 | 0 | 0 | 0 | 0 | 0 | 0 | 0 | 0 | 0 | 0 | 0 | 0 | 0 | 0 | 0 | 0 | 0 | 0 | 0 | 0 | 0 | 0 | 0 | 0 | 0 | 0 | 0 | 0 | 0 | 0 | 0 | 0 | 0 | 0 | 0 | 0 | 0 | 0 | 0 | 0
GFA Schedule
| Opening GFA | Rs Cr |  | 0 | 0 | 0 | 0 | 0 | 0 | 329.6967 | 329.6967 | 329.6967 | 329.6967 | 329.6967 | 329.6967 | 329.6967 | 329.6967 | 329.6967 | 329.6967 | 329.6967 | 329.6967 | 329.6967 | 329.6967 | 329.6967 | 329.6967 | 329.6967 | 329.6967 | 329.6967 | 329.6967 | 329.6967 | 329.6967 | 329.6967 | 329.6967 | 329.6967 | 329.6967 | 329.6967 | 329.6967 | 329.6967 | 329.6967 | 329.6967 | 329.6967 | 329.6967 | 329.6967 | 329.6967 | 329.6967 | 329.6967 | 329.6967 | 329.6967 | 329.6967 | 329.6967 | 329.6967 | 329.6967 | 329.6967 | 329.6967 | 329.6967 | 329.6967 | 329.6967 | 329.6967 | 329.6967 | 329.6967 | 329.6967 | 329.6967 | 329.6967
| Additions | Rs Cr | 329.6967 | 0 | 0 | 0 | 0 | 0 | 329.6967 | 0 | 0 | 0 | 0 | 0 | 0 | 0 | 0 | 0 | 0 | 0 | 0 | 0 | 0 | 0 | 0 | 0 | 0 | 0 | 0 | 0 | 0 | 0 | 0 | 0 | 0 | 0 | 0 | 0 | 0 | 0 | 0 | 0 | 0 | 0 | 0 | 0 | 0 | 0 | 0 | 0 | 0 | 0 | 0 | 0 | 0 | 0 | 0 | 0 | 0 | 0 | 0 | 0 | 0
| Depreciation | Rs Cr | 289.9019 | 0 | 0 | 0 | 0 | 0 | 12.9746 | 12.9746 | 12.9746 | 12.9746 | 12.9746 | 12.9746 | 12.9746 | 12.9746 | 12.9746 | 12.9746 | 11.8308 | 7.3164 | 7.3164 | 7.3164 | 7.3164 | 7.3164 | 7.3164 | 7.3164 | 7.3164 | 7.3164 | 7.3164 | 7.3164 | 7.3164 | 7.3164 | 7.3164 | 7.3164 | 7.3164 | 1.3592 | 1.3592 | 1.3592 | 1.3592 | 1.3592 | 1.3592 | 1.3592 | 1.3592 | 1.3592 | 1.3592 | 1.3592 | 1.3592 | 1.3592 | 1.3592 | 1.3592 | 1.3592 | 1.3592 | 1.3592 | 1.3592 | 1.3592 | 1.3592 | 1.3592 | 1.3592 | 0 | 0 | 0 | 0 | 0
| Accumulated depreciation | Rs Cr |  | 0 | 0 | 0 | 0 | 0 | 12.9746 | 25.9492 | 38.9239 | 51.8985 | 64.8731 | 77.8477 | 90.8223 | 103.7969 | 116.7716 | 129.7462 | 141.5769 | 148.8934 | 156.2098 | 163.5262 | 170.8426 | 178.159 | 185.4754 | 192.7918 | 200.1082 | 207.4246 | 214.7411 | 222.0575 | 229.3739 | 236.6903 | 244.0067 | 251.3231 | 258.6395 | 259.9988 | 261.358 | 262.7172 | 264.0764 | 265.4357 | 266.7949 | 268.1541 | 269.5134 | 270.8726 | 272.2318 | 273.5911 | 274.9503 | 276.3095 | 277.6688 | 279.028 | 280.3872 | 281.7465 | 283.1057 | 284.4649 | 285.8242 | 287.1834 | 288.5426 | 289.9019 | 289.9019 | 289.9019 | 289.9019 | 289.9019 | 289.9019
| Closing GFA | Rs Cr |  | 0 | 0 | 0 | 0 | 0 | 329.6967 | 329.6967 | 329.6967 | 329.6967 | 329.6967 | 329.6967 | 329.6967 | 329.6967 | 329.6967 | 329.6967 | 329.6967 | 329.6967 | 329.6967 | 329.6967 | 329.6967 | 329.6967 | 329.6967 | 329.6967 | 329.6967 | 329.6967 | 329.6967 | 329.6967 | 329.6967 | 329.6967 | 329.6967 | 329.6967 | 329.6967 | 329.6967 | 329.6967 | 329.6967 | 329.6967 | 329.6967 | 329.6967 | 329.6967 | 329.6967 | 329.6967 | 329.6967 | 329.6967 | 329.6967 | 329.6967 | 329.6967 | 329.6967 | 329.6967 | 329.6967 | 329.6967 | 329.6967 | 329.6967 | 329.6967 | 329.6967 | 329.6967 | 329.6967 | 329.6967 | 329.6967 | 329.6967 | 329.6967
| Max depreciation | Rs Cr |  | 0 | 0 | 0 | 0 | 0 | 295.1923 | 295.1923 | 295.1923 | 295.1923 | 295.1923 | 295.1923 | 295.1923 | 295.1923 | 295.1923 | 295.1923 | 295.1923 | 295.1923 | 295.1923 | 295.1923 | 295.1923 | 295.1923 | 295.1923 | 295.1923 | 295.1923 | 295.1923 | 295.1923 | 295.1923 | 295.1923 | 295.1923 | 295.1923 | 295.1923 | 295.1923 | 295.1923 | 295.1923 | 295.1923 | 295.1923 | 295.1923 | 295.1923 | 295.1923 | 295.1923 | 295.1923 | 295.1923 | 295.1923 | 295.1923 | 295.1923 | 295.1923 | 295.1923 | 295.1923 | 295.1923 | 295.1923 | 295.1923 | 295.1923 | 295.1923 | 295.1923 | 295.1923 | 295.1923 | 295.1923 | 295.1923 | 295.1923 | 295.1923
| Opening NFA | Rs Cr |  | 0 | 0 | 0 | 0 | 0 | 0 | 316.7221 | 303.7474 | 290.7728 | 277.7982 | 264.8236 | 251.849 | 238.8743 | 225.8997 | 212.9251 | 199.9505 | 188.1197 | 180.8033 | 173.4869 | 166.1705 | 158.8541 | 151.5377 | 144.2213 | 136.9049 | 129.5884 | 122.272 | 114.9556 | 107.6392 | 100.3228 | 93.0064 | 85.69 | 78.3736 | 71.0572 | 69.6979 | 68.3387 | 66.9795 | 65.6202 | 64.261 | 62.9018 | 61.5425 | 60.1833 | 58.8241 | 57.4648 | 56.1056 | 54.7464 | 53.3871 | 52.0279 | 50.6687 | 49.3094 | 47.9502 | 46.591 | 45.2317 | 43.8725 | 42.5133 | 41.1541 | 39.7948 | 39.7948 | 39.7948 | 39.7948 | 39.7948
| Addition - NFA | Rs Cr | 329.6967 | 0 | 0 | 0 | 0 | 0 | 329.6967 | 0 | 0 | 0 | 0 | 0 | 0 | 0 | 0 | 0 | 0 | 0 | 0 | 0 | 0 | 0 | 0 | 0 | 0 | 0 | 0 | 0 | 0 | 0 | 0 | 0 | 0 | 0 | 0 | 0 | 0 | 0 | 0 | 0 | 0 | 0 | 0 | 0 | 0 | 0 | 0 | 0 | 0 | 0 | 0 | 0 | 0 | 0 | 0 | 0 | 0 | 0 | 0 | 0 | 0
| Depreciation | Rs Cr | 289.9019 | 0 | 0 | 0 | 0 | 0 | 12.9746 | 12.9746 | 12.9746 | 12.9746 | 12.9746 | 12.9746 | 12.9746 | 12.9746 | 12.9746 | 12.9746 | 11.8308 | 7.3164 | 7.3164 | 7.3164 | 7.3164 | 7.3164 | 7.3164 | 7.3164 | 7.3164 | 7.3164 | 7.3164 | 7.3164 | 7.3164 | 7.3164 | 7.3164 | 7.3164 | 7.3164 | 1.3592 | 1.3592 | 1.3592 | 1.3592 | 1.3592 | 1.3592 | 1.3592 | 1.3592 | 1.3592 | 1.3592 | 1.3592 | 1.3592 | 1.3592 | 1.3592 | 1.3592 | 1.3592 | 1.3592 | 1.3592 | 1.3592 | 1.3592 | 1.3592 | 1.3592 | 1.3592 | 0 | 0 | 0 | 0 | 0
| Closing - NFA | Rs Cr |  | 0 | 0 | 0 | 0 | 0 | 316.7221 | 303.7474 | 290.7728 | 277.7982 | 264.8236 | 251.849 | 238.8743 | 225.8997 | 212.9251 | 199.9505 | 188.1197 | 180.8033 | 173.4869 | 166.1705 | 158.8541 | 151.5377 | 144.2213 | 136.9049 | 129.5884 | 122.272 | 114.9556 | 107.6392 | 100.3228 | 93.0064 | 85.69 | 78.3736 | 71.0572 | 69.6979 | 68.3387 | 66.9795 | 65.6202 | 64.261 | 62.9018 | 61.5425 | 60.1833 | 58.8241 | 57.4648 | 56.1056 | 54.7464 | 53.3871 | 52.0279 | 50.6687 | 49.3094 | 47.9502 | 46.591 | 45.2317 | 43.8725 | 42.5133 | 41.1541 | 39.7948 | 39.7948 | 39.7948 | 39.7948 | 39.7948 | 39.7948
Accumulated Depreciation
| Opening | Rs Cr |  | 0 | 0 | 0 | 0 | 0 | 0 | 12.9746 | 25.9492 | 38.9239 | 51.8985 | 64.8731 | 77.8477 | 90.8223 | 103.7969 | 116.7716 | 129.7462 | 141.5769 | 148.8934 | 156.2098 | 163.5262 | 170.8426 | 178.159 | 185.4754 | 192.7918 | 200.1082 | 207.4246 | 214.7411 | 222.0575 | 229.3739 | 236.6903 | 244.0067 | 251.3231 | 258.6395 | 259.9988 | 261.358 | 262.7172 | 264.0764 | 265.4357 | 266.7949 | 268.1541 | 269.5134 | 270.8726 | 272.2318 | 273.5911 | 274.9503 | 276.3095 | 277.6688 | 279.028 | 280.3872 | 281.7465 | 283.1057 | 284.4649 | 285.8242 | 287.1834 | 288.5426 | 289.9019 | 289.9019 | 289.9019 | 289.9019 | 289.9019
| Depreciation during the year | Rs Cr | 289.9019 | 0 | 0 | 0 | 0 | 0 | 12.9746 | 12.9746 | 12.9746 | 12.9746 | 12.9746 | 12.9746 | 12.9746 | 12.9746 | 12.9746 | 12.9746 | 11.8308 | 7.3164 | 7.3164 | 7.3164 | 7.3164 | 7.3164 | 7.3164 | 7.3164 | 7.3164 | 7.3164 | 7.3164 | 7.3164 | 7.3164 | 7.3164 | 7.3164 | 7.3164 | 7.3164 | 1.3592 | 1.3592 | 1.3592 | 1.3592 | 1.3592 | 1.3592 | 1.3592 | 1.3592 | 1.3592 | 1.3592 | 1.3592 | 1.3592 | 1.3592 | 1.3592 | 1.3592 | 1.3592 | 1.3592 | 1.3592 | 1.3592 | 1.3592 | 1.3592 | 1.3592 | 1.3592 | 0 | 0 | 0 | 0 | 0
| Closing | Rs Cr |  | 0 | 0 | 0 | 0 | 0 | 12.9746 | 25.9492 | 38.9239 | 51.8985 | 64.8731 | 77.8477 | 90.8223 | 103.7969 | 116.7716 | 129.7462 | 141.5769 | 148.8934 | 156.2098 | 163.5262 | 170.8426 | 178.159 | 185.4754 | 192.7918 | 200.1082 | 207.4246 | 214.7411 | 222.0575 | 229.3739 | 236.6903 | 244.0067 | 251.3231 | 258.6395 | 259.9988 | 261.358 | 262.7172 | 264.0764 | 265.4357 | 266.7949 | 268.1541 | 269.5134 | 270.8726 | 272.2318 | 273.5911 | 274.9503 | 276.3095 | 277.6688 | 279.028 | 280.3872 | 281.7465 | 283.1057 | 284.4649 | 285.8242 | 287.1834 | 288.5426 | 289.9019 | 289.9019 | 289.9019 | 289.9019 | 289.9019 | 289.9019
| Depreciation for non-subsidy component | Rs Cr | 202.9313 | 0 | 0 | 0 | 0 | 0 | 9.0822 | 9.0822 | 9.0822 | 9.0822 | 9.0822 | 9.0822 | 9.0822 | 9.0822 | 9.0822 | 9.0822 | 8.2815 | 5.1215 | 5.1215 | 5.1215 | 5.1215 | 5.1215 | 5.1215 | 5.1215 | 5.1215 | 5.1215 | 5.1215 | 5.1215 | 5.1215 | 5.1215 | 5.1215 | 5.1215 | 5.1215 | 0.95146 | 0.95146 | 0.95146 | 0.95146 | 0.95146 | 0.95146 | 0.95146 | 0.95146 | 0.95146 | 0.95146 | 0.95146 | 0.95146 | 0.95146 | 0.95146 | 0.95146 | 0.95146 | 0.95146 | 0.95146 | 0.95146 | 0.95146 | 0.95146 | 0.95146 | 0.95146 | 0 | 0 | 0 | 0 | 0
Depreciation Schedule (Tax)
Land
| Opening GFA | Rs Cr |  | 0 | 0 | 0 | 0 | 0 | 0 | 1.7053 | 1.7053 | 1.7053 | 1.7053 | 1.7053 | 1.7053 | 1.7053 | 1.7053 | 1.7053 | 1.7053 | 1.7053 | 1.7053 | 1.7053 | 1.7053 | 1.7053 | 1.7053 | 1.7053 | 1.7053 | 1.7053 | 1.7053 | 1.7053 | 1.7053 | 1.7053 | 1.7053 | 1.7053 | 1.7053 | 1.7053 | 1.7053 | 1.7053 | 1.7053 | 1.7053 | 1.7053 | 1.7053 | 1.7053 | 1.7053 | 1.7053 | 1.7053 | 1.7053 | 1.7053 | 1.7053 | 1.7053 | 1.7053 | 1.7053 | 1.7053 | 1.7053 | 1.7053 | 1.7053 | 1.7053 | 1.7053 | 1.7053 | 1.7053 | 1.7053 | 1.7053 | 1.7053
| Additions | Rs Cr | 1.7053 | 0 | 0 | 0 | 0 | 0 | 1.7053 | 0 | 0 | 0 | 0 | 0 | 0 | 0 | 0 | 0 | 0 | 0 | 0 | 0 | 0 | 0 | 0 | 0 | 0 | 0 | 0 | 0 | 0 | 0 | 0 | 0 | 0 | 0 | 0 | 0 | 0 | 0 | 0 | 0 | 0 | 0 | 0 | 0 | 0 | 0 | 0 | 0 | 0 | 0 | 0 | 0 | 0 | 0 | 0 | 0 | 0 | 0 | 0 | 0 | 0
| Depreciation | Rs Cr |  | 0 | 0 | 0 | 0 | 0 | 0 | 0 | 0 | 0 | 0 | 0 | 0 | 0 | 0 | 0 | 0 | 0 | 0 | 0 | 0 | 0 | 0 | 0 | 0 | 0 | 0 | 0 | 0 | 0 | 0 | 0 | 0 | 0 | 0 | 0 | 0 | 0 | 0 | 0 | 0 | 0 | 0 | 0 | 0 | 0 | 0 | 0 | 0 | 0 | 0 | 0 | 0 | 0 | 0 | 0 | 0 | 0 | 0 | 0 | 0
| Accumulated depreciation | Rs Cr |  | 0 | 0 | 0 | 0 | 0 | 0 | 0 | 0 | 0 | 0 | 0 | 0 | 0 | 0 | 0 | 0 | 0 | 0 | 0 | 0 | 0 | 0 | 0 | 0 | 0 | 0 | 0 | 0 | 0 | 0 | 0 | 0 | 0 | 0 | 0 | 0 | 0 | 0 | 0 | 0 | 0 | 0 | 0 | 0 | 0 | 0 | 0 | 0 | 0 | 0 | 0 | 0 | 0 | 0 | 0 | 0 | 0 | 0 | 0 | 0
| Closing GFA | Rs Cr |  | 0 | 0 | 0 | 0 | 0 | 1.7053 | 1.7053 | 1.7053 | 1.7053 | 1.7053 | 1.7053 | 1.7053 | 1.7053 | 1.7053 | 1.7053 | 1.7053 | 1.7053 | 1.7053 | 1.7053 | 1.7053 | 1.7053 | 1.7053 | 1.7053 | 1.7053 | 1.7053 | 1.7053 | 1.7053 | 1.7053 | 1.7053 | 1.7053 | 1.7053 | 1.7053 | 1.7053 | 1.7053 | 1.7053 | 1.7053 | 1.7053 | 1.7053 | 1.7053 | 1.7053 | 1.7053 | 1.7053 | 1.7053 | 1.7053 | 1.7053 | 1.7053 | 1.7053 | 1.7053 | 1.7053 | 1.7053 | 1.7053 | 1.7053 | 1.7053 | 1.7053 | 1.7053 | 1.7053 | 1.7053 | 1.7053 | 1.7053 | 1.7053
| Max depreciation | Rs Cr |  | 0 | 0 | 0 | 0 | 0 | 0 | 0 | 0 | 0 | 0 | 0 | 0 | 0 | 0 | 0 | 0 | 0 | 0 | 0 | 0 | 0 | 0 | 0 | 0 | 0 | 0 | 0 | 0 | 0 | 0 | 0 | 0 | 0 | 0 | 0 | 0 | 0 | 0 | 0 | 0 | 0 | 0 | 0 | 0 | 0 | 0 | 0 | 0 | 0 | 0 | 0 | 0 | 0 | 0 | 0 | 0 | 0 | 0 | 0 | 0
Civil Works
| Opening GFA | Rs Cr |  | 0 | 0 | 0 | 0 | 0 | 0 | 81.3911 | 81.3911 | 81.3911 | 81.3911 | 81.3911 | 81.3911 | 81.3911 | 81.3911 | 81.3911 | 81.3911 | 81.3911 | 81.3911 | 81.3911 | 81.3911 | 81.3911 | 81.3911 | 81.3911 | 81.3911 | 81.3911 | 81.3911 | 81.3911 | 81.3911 | 81.3911 | 81.3911 | 81.3911 | 81.3911 | 81.3911 | 81.3911 | 81.3911 | 81.3911 | 81.3911 | 81.3911 | 81.3911 | 81.3911 | 81.3911 | 81.3911 | 81.3911 | 81.3911 | 81.3911 | 81.3911 | 81.3911 | 81.3911 | 81.3911 | 81.3911 | 81.3911 | 81.3911 | 81.3911 | 81.3911 | 81.3911 | 81.3911 | 81.3911 | 81.3911 | 81.3911 | 81.3911
| Additions | Rs Cr | 81.3911 | 0 | 0 | 0 | 0 | 0 | 81.3911 | 0 | 0 | 0 | 0 | 0 | 0 | 0 | 0 | 0 | 0 | 0 | 0 | 0 | 0 | 0 | 0 | 0 | 0 | 0 | 0 | 0 | 0 | 0 | 0 | 0 | 0 | 0 | 0 | 0 | 0 | 0 | 0 | 0 | 0 | 0 | 0 | 0 | 0 | 0 | 0 | 0 | 0 | 0 | 0 | 0 | 0 | 0 | 0 | 0 | 0 | 0 | 0 | 0 | 0
| Depreciation | Rs Cr |  | 0 | 0 | 0 | 0 | 0 | 4.0696 | 4.0696 | 4.0696 | 4.0696 | 4.0696 | 4.0696 | 4.0696 | 4.0696 | 4.0696 | 4.0696 | 4.0696 | 4.0696 | 4.0696 | 4.0696 | 4.0696 | 4.0696 | 4.0696 | 4.0696 | 4.0696 | 4.0696 | 4.2633e-14 | 0 | 0 | 0 | 0 | 0 | 0 | 0 | 0 | 0 | 0 | 0 | 0 | 0 | 0 | 0 | 0 | 0 | 0 | 0 | 0 | 0 | 0 | 0 | 0 | 0 | 0 | 0 | 0 | 0 | 0 | 0 | 0 | 0 | 0
| Accumulated depreciation | Rs Cr |  | 0 | 0 | 0 | 0 | 0 | 4.0696 | 8.1391 | 12.2087 | 16.2782 | 20.3478 | 24.4173 | 28.4869 | 32.5564 | 36.626 | 40.6956 | 44.7651 | 48.8347 | 52.9042 | 56.9738 | 61.0433 | 65.1129 | 69.1825 | 73.252 | 77.3216 | 81.3911 | 81.3911 | 81.3911 | 81.3911 | 81.3911 | 81.3911 | 81.3911 | 81.3911 | 81.3911 | 81.3911 | 81.3911 | 81.3911 | 81.3911 | 81.3911 | 81.3911 | 81.3911 | 81.3911 | 81.3911 | 81.3911 | 81.3911 | 81.3911 | 81.3911 | 81.3911 | 81.3911 | 81.3911 | 81.3911 | 81.3911 | 81.3911 | 81.3911 | 81.3911 | 81.3911 | 81.3911 | 81.3911 | 81.3911 | 81.3911 | 81.3911
| Closing GFA | Rs Cr |  | 0 | 0 | 0 | 0 | 0 | 81.3911 | 81.3911 | 81.3911 | 81.3911 | 81.3911 | 81.3911 | 81.3911 | 81.3911 | 81.3911 | 81.3911 | 81.3911 | 81.3911 | 81.3911 | 81.3911 | 81.3911 | 81.3911 | 81.3911 | 81.3911 | 81.3911 | 81.3911 | 81.3911 | 81.3911 | 81.3911 | 81.3911 | 81.3911 | 81.3911 | 81.3911 | 81.3911 | 81.3911 | 81.3911 | 81.3911 | 81.3911 | 81.3911 | 81.3911 | 81.3911 | 81.3911 | 81.3911 | 81.3911 | 81.3911 | 81.3911 | 81.3911 | 81.3911 | 81.3911 | 81.3911 | 81.3911 | 81.3911 | 81.3911 | 81.3911 | 81.3911 | 81.3911 | 81.3911 | 81.3911 | 81.3911 | 81.3911 | 81.3911
| Max depreciation | Rs Cr |  | 0 | 0 | 0 | 0 | 0 | 81.3911 | 81.3911 | 81.3911 | 81.3911 | 81.3911 | 81.3911 | 81.3911 | 81.3911 | 81.3911 | 81.3911 | 81.3911 | 81.3911 | 81.3911 | 81.3911 | 81.3911 | 81.3911 | 81.3911 | 81.3911 | 81.3911 | 81.3911 | 81.3911 | 81.3911 | 81.3911 | 81.3911 | 81.3911 | 81.3911 | 81.3911 | 81.3911 | 81.3911 | 81.3911 | 81.3911 | 81.3911 | 81.3911 | 81.3911 | 81.3911 | 81.3911 | 81.3911 | 81.3911 | 81.3911 | 81.3911 | 81.3911 | 81.3911 | 81.3911 | 81.3911 | 81.3911 | 81.3911 | 81.3911 | 81.3911 | 81.3911 | 81.3911 | 81.3911 | 81.3911 | 81.3911 | 81.3911 | 81.3911
Electrical
| Opening GFA | Rs Cr |  | 0 | 0 | 0 | 0 | 0 | 0 | 178.7154 | 178.7154 | 178.7154 | 178.7154 | 178.7154 | 178.7154 | 178.7154 | 178.7154 | 178.7154 | 178.7154 | 178.7154 | 178.7154 | 178.7154 | 178.7154 | 178.7154 | 178.7154 | 178.7154 | 178.7154 | 178.7154 | 178.7154 | 178.7154 | 178.7154 | 178.7154 | 178.7154 | 178.7154 | 178.7154 | 178.7154 | 178.7154 | 178.7154 | 178.7154 | 178.7154 | 178.7154 | 178.7154 | 178.7154 | 178.7154 | 178.7154 | 178.7154 | 178.7154 | 178.7154 | 178.7154 | 178.7154 | 178.7154 | 178.7154 | 178.7154 | 178.7154 | 178.7154 | 178.7154 | 178.7154 | 178.7154 | 178.7154 | 178.7154 | 178.7154 | 178.7154 | 178.7154
| Additions | Rs Cr | 178.7154 | 0 | 0 | 0 | 0 | 0 | 178.7154 | 0 | 0 | 0 | 0 | 0 | 0 | 0 | 0 | 0 | 0 | 0 | 0 | 0 | 0 | 0 | 0 | 0 | 0 | 0 | 0 | 0 | 0 | 0 | 0 | 0 | 0 | 0 | 0 | 0 | 0 | 0 | 0 | 0 | 0 | 0 | 0 | 0 | 0 | 0 | 0 | 0 | 0 | 0 | 0 | 0 | 0 | 0 | 0 | 0 | 0 | 0 | 0 | 0 | 0
| Depreciation | Rs Cr |  | 0 | 0 | 0 | 0 | 0 | 13.4037 | 13.4037 | 13.4037 | 13.4037 | 13.4037 | 13.4037 | 13.4037 | 13.4037 | 13.4037 | 13.4037 | 13.4037 | 13.4037 | 13.4037 | 4.4679 | 0 | 0 | 0 | 0 | 0 | 0 | 0 | 0 | 0 | 0 | 0 | 0 | 0 | 0 | 0 | 0 | 0 | 0 | 0 | 0 | 0 | 0 | 0 | 0 | 0 | 0 | 0 | 0 | 0 | 0 | 0 | 0 | 0 | 0 | 0 | 0 | 0 | 0 | 0 | 0 | 0
| Accumulated depreciation | Rs Cr |  | 0 | 0 | 0 | 0 | 0 | 13.4037 | 26.8073 | 40.211 | 53.6146 | 67.0183 | 80.4219 | 93.8256 | 107.2292 | 120.6329 | 134.0365 | 147.4402 | 160.8438 | 174.2475 | 178.7154 | 178.7154 | 178.7154 | 178.7154 | 178.7154 | 178.7154 | 178.7154 | 178.7154 | 178.7154 | 178.7154 | 178.7154 | 178.7154 | 178.7154 | 178.7154 | 178.7154 | 178.7154 | 178.7154 | 178.7154 | 178.7154 | 178.7154 | 178.7154 | 178.7154 | 178.7154 | 178.7154 | 178.7154 | 178.7154 | 178.7154 | 178.7154 | 178.7154 | 178.7154 | 178.7154 | 178.7154 | 178.7154 | 178.7154 | 178.7154 | 178.7154 | 178.7154 | 178.7154 | 178.7154 | 178.7154 | 178.7154 | 178.7154
| Closing GFA | Rs Cr |  | 0 | 0 | 0 | 0 | 0 | 178.7154 | 178.7154 | 178.7154 | 178.7154 | 178.7154 | 178.7154 | 178.7154 | 178.7154 | 178.7154 | 178.7154 | 178.7154 | 178.7154 | 178.7154 | 178.7154 | 178.7154 | 178.7154 | 178.7154 | 178.7154 | 178.7154 | 178.7154 | 178.7154 | 178.7154 | 178.7154 | 178.7154 | 178.7154 | 178.7154 | 178.7154 | 178.7154 | 178.7154 | 178.7154 | 178.7154 | 178.7154 | 178.7154 | 178.7154 | 178.7154 | 178.7154 | 178.7154 | 178.7154 | 178.7154 | 178.7154 | 178.7154 | 178.7154 | 178.7154 | 178.7154 | 178.7154 | 178.7154 | 178.7154 | 178.7154 | 178.7154 | 178.7154 | 178.7154 | 178.7154 | 178.7154 | 178.7154 | 178.7154
| Max depreciation | Rs Cr |  | 0 | 0 | 0 | 0 | 0 | 178.7154 | 178.7154 | 178.7154 | 178.7154 | 178.7154 | 178.7154 | 178.7154 | 178.7154 | 178.7154 | 178.7154 | 178.7154 | 178.7154 | 178.7154 | 178.7154 | 178.7154 | 178.7154 | 178.7154 | 178.7154 | 178.7154 | 178.7154 | 178.7154 | 178.7154 | 178.7154 | 178.7154 | 178.7154 | 178.7154 | 178.7154 | 178.7154 | 178.7154 | 178.7154 | 178.7154 | 178.7154 | 178.7154 | 178.7154 | 178.7154 | 178.7154 | 178.7154 | 178.7154 | 178.7154 | 178.7154 | 178.7154 | 178.7154 | 178.7154 | 178.7154 | 178.7154 | 178.7154 | 178.7154 | 178.7154 | 178.7154 | 178.7154 | 178.7154 | 178.7154 | 178.7154 | 178.7154 | 178.7154
Other Assets
| Opening GFA | Rs Cr |  | 0 | 0 | 0 | 0 | 0 | 0 | 67.8849 | 67.8849 | 67.8849 | 67.8849 | 67.8849 | 67.8849 | 67.8849 | 67.8849 | 67.8849 | 67.8849 | 67.8849 | 67.8849 | 67.8849 | 67.8849 | 67.8849 | 67.8849 | 67.8849 | 67.8849 | 67.8849 | 67.8849 | 67.8849 | 67.8849 | 67.8849 | 67.8849 | 67.8849 | 67.8849 | 67.8849 | 67.8849 | 67.8849 | 67.8849 | 67.8849 | 67.8849 | 67.8849 | 67.8849 | 67.8849 | 67.8849 | 67.8849 | 67.8849 | 67.8849 | 67.8849 | 67.8849 | 67.8849 | 67.8849 | 67.8849 | 67.8849 | 67.8849 | 67.8849 | 67.8849 | 67.8849 | 67.8849 | 67.8849 | 67.8849 | 67.8849 | 67.8849
| Additions | Rs Cr | 67.8849 | 0 | 0 | 0 | 0 | 0 | 67.8849 | 0 | 0 | 0 | 0 | 0 | 0 | 0 | 0 | 0 | 0 | 0 | 0 | 0 | 0 | 0 | 0 | 0 | 0 | 0 | 0 | 0 | 0 | 0 | 0 | 0 | 0 | 0 | 0 | 0 | 0 | 0 | 0 | 0 | 0 | 0 | 0 | 0 | 0 | 0 | 0 | 0 | 0 | 0 | 0 | 0 | 0 | 0 | 0 | 0 | 0 | 0 | 0 | 0 | 0
| Depreciation | Rs Cr |  | 0 | 0 | 0 | 0 | 0 | 3.3942 | 3.3942 | 3.3942 | 3.3942 | 3.3942 | 3.3942 | 3.3942 | 3.3942 | 3.3942 | 3.3942 | 3.3942 | 3.3942 | 3.3942 | 3.3942 | 3.3942 | 3.3942 | 3.3942 | 3.3942 | 3.3942 | 3.3942 | 0 | 0 | 0 | 0 | 0 | 0 | 0 | 0 | 0 | 0 | 0 | 0 | 0 | 0 | 0 | 0 | 0 | 0 | 0 | 0 | 0 | 0 | 0 | 0 | 0 | 0 | 0 | 0 | 0 | 0 | 0 | 0 | 0 | 0 | 0
| Accumulated depreciation | Rs Cr |  | 0 | 0 | 0 | 0 | 0 | 3.3942 | 6.7885 | 10.1827 | 13.577 | 16.9712 | 20.3655 | 23.7597 | 27.154 | 30.5482 | 33.9425 | 37.3367 | 40.7309 | 44.1252 | 47.5194 | 50.9137 | 54.3079 | 57.7022 | 61.0964 | 64.4907 | 67.8849 | 67.8849 | 67.8849 | 67.8849 | 67.8849 | 67.8849 | 67.8849 | 67.8849 | 67.8849 | 67.8849 | 67.8849 | 67.8849 | 67.8849 | 67.8849 | 67.8849 | 67.8849 | 67.8849 | 67.8849 | 67.8849 | 67.8849 | 67.8849 | 67.8849 | 67.8849 | 67.8849 | 67.8849 | 67.8849 | 67.8849 | 67.8849 | 67.8849 | 67.8849 | 67.8849 | 67.8849 | 67.8849 | 67.8849 | 67.8849 | 67.8849
| Closing GFA | Rs Cr |  | 0 | 0 | 0 | 0 | 0 | 67.8849 | 67.8849 | 67.8849 | 67.8849 | 67.8849 | 67.8849 | 67.8849 | 67.8849 | 67.8849 | 67.8849 | 67.8849 | 67.8849 | 67.8849 | 67.8849 | 67.8849 | 67.8849 | 67.8849 | 67.8849 | 67.8849 | 67.8849 | 67.8849 | 67.8849 | 67.8849 | 67.8849 | 67.8849 | 67.8849 | 67.8849 | 67.8849 | 67.8849 | 67.8849 | 67.8849 | 67.8849 | 67.8849 | 67.8849 | 67.8849 | 67.8849 | 67.8849 | 67.8849 | 67.8849 | 67.8849 | 67.8849 | 67.8849 | 67.8849 | 67.8849 | 67.8849 | 67.8849 | 67.8849 | 67.8849 | 67.8849 | 67.8849 | 67.8849 | 67.8849 | 67.8849 | 67.8849 | 67.8849
| Max depreciation | Rs Cr |  | 0 | 0 | 0 | 0 | 0 | 67.8849 | 67.8849 | 67.8849 | 67.8849 | 67.8849 | 67.8849 | 67.8849 | 67.8849 | 67.8849 | 67.8849 | 67.8849 | 67.8849 | 67.8849 | 67.8849 | 67.8849 | 67.8849 | 67.8849 | 67.8849 | 67.8849 | 67.8849 | 67.8849 | 67.8849 | 67.8849 | 67.8849 | 67.8849 | 67.8849 | 67.8849 | 67.8849 | 67.8849 | 67.8849 | 67.8849 | 67.8849 | 67.8849 | 67.8849 | 67.8849 | 67.8849 | 67.8849 | 67.8849 | 67.8849 | 67.8849 | 67.8849 | 67.8849 | 67.8849 | 67.8849 | 67.8849 | 67.8849 | 67.8849 | 67.8849 | 67.8849 | 67.8849 | 67.8849 | 67.8849 | 67.8849 | 67.8849 | 67.8849
Total
| Opening GFA | Rs Cr |  | 0 | 0 | 0 | 0 | 0 | 0 | 329.6967 | 329.6967 | 329.6967 | 329.6967 | 329.6967 | 329.6967 | 329.6967 | 329.6967 | 329.6967 | 329.6967 | 329.6967 | 329.6967 | 329.6967 | 329.6967 | 329.6967 | 329.6967 | 329.6967 | 329.6967 | 329.6967 | 329.6967 | 329.6967 | 329.6967 | 329.6967 | 329.6967 | 329.6967 | 329.6967 | 329.6967 | 329.6967 | 329.6967 | 329.6967 | 329.6967 | 329.6967 | 329.6967 | 329.6967 | 329.6967 | 329.6967 | 329.6967 | 329.6967 | 329.6967 | 329.6967 | 329.6967 | 329.6967 | 329.6967 | 329.6967 | 329.6967 | 329.6967 | 329.6967 | 329.6967 | 329.6967 | 329.6967 | 329.6967 | 329.6967 | 329.6967 | 329.6967
| Additions | Rs Cr | 329.6967 | 0 | 0 | 0 | 0 | 0 | 329.6967 | 0 | 0 | 0 | 0 | 0 | 0 | 0 | 0 | 0 | 0 | 0 | 0 | 0 | 0 | 0 | 0 | 0 | 0 | 0 | 0 | 0 | 0 | 0 | 0 | 0 | 0 | 0 | 0 | 0 | 0 | 0 | 0 | 0 | 0 | 0 | 0 | 0 | 0 | 0 | 0 | 0 | 0 | 0 | 0 | 0 | 0 | 0 | 0 | 0 | 0 | 0 | 0 | 0 | 0
| Depreciation | Rs Cr |  | 0 | 0 | 0 | 0 | 0 | 20.8675 | 20.8675 | 20.8675 | 20.8675 | 20.8675 | 20.8675 | 20.8675 | 20.8675 | 20.8675 | 20.8675 | 20.8675 | 20.8675 | 20.8675 | 11.9317 | 7.4638 | 7.4638 | 7.4638 | 7.4638 | 7.4638 | 7.4638 | 4.2633e-14 | 0 | 0 | 0 | 0 | 0 | 0 | 0 | 0 | 0 | 0 | 0 | 0 | 0 | 0 | 0 | 0 | 0 | 0 | 0 | 0 | 0 | 0 | 0 | 0 | 0 | 0 | 0 | 0 | 0 | 0 | 0 | 0 | 0 | 0
| Accumulated depreciation | Rs Cr |  | 0 | 0 | 0 | 0 | 0 | 20.8675 | 41.7349 | 62.6024 | 83.4698 | 104.3373 | 125.2047 | 146.0722 | 166.9396 | 187.8071 | 208.6746 | 229.542 | 250.4095 | 271.2769 | 283.2086 | 290.6724 | 298.1362 | 305.6 | 313.0638 | 320.5276 | 327.9914 | 327.9914 | 327.9914 | 327.9914 | 327.9914 | 327.9914 | 327.9914 | 327.9914 | 327.9914 | 327.9914 | 327.9914 | 327.9914 | 327.9914 | 327.9914 | 327.9914 | 327.9914 | 327.9914 | 327.9914 | 327.9914 | 327.9914 | 327.9914 | 327.9914 | 327.9914 | 327.9914 | 327.9914 | 327.9914 | 327.9914 | 327.9914 | 327.9914 | 327.9914 | 327.9914 | 327.9914 | 327.9914 | 327.9914 | 327.9914 | 327.9914
| Closing GFA | Rs Cr |  | 0 | 0 | 0 | 0 | 0 | 329.6967 | 329.6967 | 329.6967 | 329.6967 | 329.6967 | 329.6967 | 329.6967 | 329.6967 | 329.6967 | 329.6967 | 329.6967 | 329.6967 | 329.6967 | 329.6967 | 329.6967 | 329.6967 | 329.6967 | 329.6967 | 329.6967 | 329.6967 | 329.6967 | 329.6967 | 329.6967 | 329.6967 | 329.6967 | 329.6967 | 329.6967 | 329.6967 | 329.6967 | 329.6967 | 329.6967 | 329.6967 | 329.6967 | 329.6967 | 329.6967 | 329.6967 | 329.6967 | 329.6967 | 329.6967 | 329.6967 | 329.6967 | 329.6967 | 329.6967 | 329.6967 | 329.6967 | 329.6967 | 329.6967 | 329.6967 | 329.6967 | 329.6967 | 329.6967 | 329.6967 | 329.6967 | 329.6967 | 329.6967
| Max depreciation | Rs Cr |  | 0 | 0 | 0 | 0 | 0 | 327.9914 | 327.9914 | 327.9914 | 327.9914 | 327.9914 | 327.9914 | 327.9914 | 327.9914 | 327.9914 | 327.9914 | 327.9914 | 327.9914 | 327.9914 | 327.9914 | 327.9914 | 327.9914 | 327.9914 | 327.9914 | 327.9914 | 327.9914 | 327.9914 | 327.9914 | 327.9914 | 327.9914 | 327.9914 | 327.9914 | 327.9914 | 327.9914 | 327.9914 | 327.9914 | 327.9914 | 327.9914 | 327.9914 | 327.9914 | 327.9914 | 327.9914 | 327.9914 | 327.9914 | 327.9914 | 327.9914 | 327.9914 | 327.9914 | 327.9914 | 327.9914 | 327.9914 | 327.9914 | 327.9914 | 327.9914 | 327.9914 | 327.9914 | 327.9914 | 327.9914 | 327.9914 | 327.9914 | 327.9914
| Depreciation for non-subsidy component | Rs Cr |  | 0 | 0 | 0 | 0 | 0 | 14.6072 | 14.6072 | 14.6072 | 14.6072 | 14.6072 | 14.6072 | 14.6072 | 14.6072 | 14.6072 | 14.6072 | 14.6072 | 14.6072 | 14.6072 | 8.3522 | 5.2247 | 5.2247 | 5.2247 | 5.2247 | 5.2247 | 5.2247 | 2.9843e-14 | 0 | 0 | 0 | 0 | 0 | 0 | 0 | 0 | 0 | 0 | 0 | 0 | 0 | 0 | 0 | 0 | 0 | 0 | 0 | 0 | 0 | 0 | 0 | 0 | 0 | 0 | 0 | 0 | 0 | 0 | 0 | 0 | 0 | 0
Revenue
| Capacity | MW | 600 | 600 | 600 | 600 | 600 | 600 | 600 | 600 | 600 | 600 | 600 | 600 | 600 | 600 | 600 | 600 | 600 | 600 | 600 | 600 | 600 | 600 | 600 | 600 | 600 | 600 | 600 | 600 | 600 | 600 | 600 | 600 | 600 | 600 | 600 | 600 | 600 | 600 | 600 | 600 | 600 | 600 | 600 | 600 | 600 | 600 | 600 | 600 | 600 | 600 | 600 | 600 | 600 | 600 | 600 | 600 | 600 | 600 | 600 | 600 | 600
| Tariff | Rs Lakhs/MW |  | 0 | 0 | 0 | 0 | 0 | 3.5427 | 1.6402 | 3.6411 | 2.4927 | 2.5194 | 2.495 | 2.4731 | 2.4513 | 2.4298 | 2.4086 | 2.3877 | 2.3687 | 2.3483 | 2.3282 | 2.3084 | 2.289 | 2.2698 | 2.251 | 2.2325 | 2.2143 | 2.1965 | 2.179 | 2.1618 | 2.1451 | 2.1286 | 2.1126 | 2.0969 | 2.2343 | 2.2112 | 2.1972 | 2.1831 | 1.0741 | 1.1835 | 1.2023 | 1.2255 | 1.249 | 1.273 | 1.2975 | 1.3224 | 1.3479 | 1.3738 | 1.4002 | 1.4272 | 1.4547 | 1.4828 | 1.5114 | 1.5406 | 1.5703 | 1.6006 | 1.6316 | 0 | 0 | 0 | 0 | 0
| Revenue | Rs Cr | 594.6403 | 0 | 0 | 0 | 0 | 0 | 21.2565 | 9.841 | 21.8465 | 14.9559 | 15.1164 | 14.9699 | 14.8384 | 14.7079 | 14.5789 | 14.4517 | 14.3261 | 14.2124 | 14.0897 | 13.9693 | 13.8507 | 13.7339 | 13.619 | 13.506 | 13.395 | 13.2859 | 13.1789 | 13.074 | 12.9711 | 12.8704 | 12.7719 | 12.6756 | 12.5816 | 13.4055 | 13.2674 | 13.1832 | 13.0986 | 6.4448 | 7.101 | 7.2138 | 7.3532 | 7.4943 | 7.6382 | 7.7849 | 7.9345 | 8.0871 | 8.2428 | 8.4014 | 8.5633 | 8.7283 | 8.8966 | 9.0683 | 9.2433 | 9.4218 | 9.6039 | 9.7896 | 0 | 0 | 0 | 0 | 0
O&M
| Lease Rent | Rs Cr | 0 | 0 | 0 | 0 | 0 | 0 | 0 | 0 | 0 | 0 | 0 | 0 | 0 | 0 | 0 | 0 | 0 | 0 | 0 | 0 | 0 | 0 | 0 | 0 | 0 | 0 | 0 | 0 | 0 | 0 | 0 | 0 | 0 | 0 | 0 | 0 | 0 | 0 | 0 | 0 | 0 | 0 | 0 | 0 | 0 | 0 | 0 | 0 | 0 | 0 | 0 | 0 | 0 | 0 | 0 | 0 | 0 | 0 | 0 | 0 | 0
| Water Use charges | Rs Cr | 0 | 0 | 0 | 0 | 0 | 0 | 0 | 0 | 0 | 0 | 0 | 0 | 0 | 0 | 0 | 0 | 0 | 0 | 0 | 0 | 0 | 0 | 0 | 0 | 0 | 0 | 0 | 0 | 0 | 0 | 0 | 0 | 0 | 0 | 0 | 0 | 0 | 0 | 0 | 0 | 0 | 0 | 0 | 0 | 0 | 0 | 0 | 0 | 0 | 0 | 0 | 0 | 0 | 0 | 0 | 0 | 0 | 0 | 0 | 0 | 0
| Road, building maintenance | Rs Cr | 0.7163 | 0 | 0 | 0 | 0 | 0 | 0.012649 | 0.012712 | 0.012776 | 0.01284 | 0.012904 | 0.012968 | 0.013033 | 0.013098 | 0.013163 | 0.013229 | 0.013295 | 0.013361 | 0.013428 | 0.013495 | 0.013562 | 0.01363 | 0.013697 | 0.013766 | 0.013834 | 0.013903 | 0.013973 | 0.014043 | 0.014113 | 0.014183 | 0.014254 | 0.014325 | 0.014396 | 0.014468 | 0.01454 | 0.014613 | 0.014686 | 0.014759 | 0.014832 | 0.014906 | 0.014981 | 0.015055 | 0.015131 | 0.015206 | 0.015282 | 0.015358 | 0.015435 | 0.015512 | 0.015589 | 0.015667 | 0.015745 | 0.015823 | 0.015902 | 0.015982 | 0.016061 | 0.016142 | 0 | 0 | 0 | 0 | 0
| SLDC Charges | Rs Cr | 0 | 0 | 0 | 0 | 0 | 0 | 0 | 0 | 0 | 0 | 0 | 0 | 0 | 0 | 0 | 0 | 0 | 0 | 0 | 0 | 0 | 0 | 0 | 0 | 0 | 0 | 0 | 0 | 0 | 0 | 0 | 0 | 0 | 0 | 0 | 0 | 0 | 0 | 0 | 0 | 0 | 0 | 0 | 0 | 0 | 0 | 0 | 0 | 0 | 0 | 0 | 0 | 0 | 0 | 0 | 0 | 0 | 0 | 0 | 0 | 0
| A&G Charges | Rs Cr | 56.5824 | 0 | 0 | 0 | 0 | 0 | 0.58554 | 0.6 | 0.61482 | 0.63 | 0.64556 | 0.6615 | 0.67784 | 0.69458 | 0.71173 | 0.7293 | 0.74731 | 0.76577 | 0.78468 | 0.80406 | 0.82391 | 0.84426 | 0.86511 | 0.88647 | 0.90836 | 0.9308 | 0.95378 | 0.97734 | 1.0015 | 1.0262 | 1.0515 | 1.0775 | 1.1041 | 1.1314 | 1.1593 | 1.188 | 1.2173 | 1.2474 | 1.2782 | 1.3097 | 1.3421 | 1.3752 | 1.4092 | 1.444 | 1.4796 | 1.5162 | 1.5536 | 1.592 | 1.6313 | 1.6716 | 1.7129 | 1.7552 | 1.7985 | 1.8429 | 1.8884 | 1.9351 | 0 | 0 | 0 | 0 | 0
| Transmission O&M Charges | Rs Cr | 249.0348 | 0 | 0 | 0 | 0 | 0 | 3.0845 | 3.141 | 3.1986 | 3.2572 | 3.3169 | 3.3777 | 3.4397 | 3.5027 | 3.5669 | 3.6323 | 3.6989 | 3.7667 | 3.8358 | 3.9061 | 3.9777 | 4.0506 | 4.1249 | 4.2005 | 4.2775 | 4.3559 | 4.4357 | 4.5171 | 4.5999 | 4.6842 | 4.7701 | 4.8575 | 4.9465 | 5.0372 | 5.1296 | 5.2236 | 5.3194 | 5.4169 | 5.5162 | 5.6173 | 5.7203 | 5.8251 | 5.9319 | 6.0407 | 6.1514 | 6.2642 | 6.379 | 6.496 | 6.615 | 6.7363 | 6.8598 | 6.9855 | 7.1136 | 7.244 | 7.3768 | 7.512 | 0 | 0 | 0 | 0 | 0
| PSA Fees | Rs Cr | 4.8337 | 0 | 0 | 0 | 0 | 0 | 0.096675 | 0.096675 | 0.096675 | 0.096675 | 0.096675 | 0.096675 | 0.096675 | 0.096675 | 0.096675 | 0.096675 | 0.096675 | 0.096675 | 0.096675 | 0.096675 | 0.096675 | 0.096675 | 0.096675 | 0.096675 | 0.096675 | 0.096675 | 0.096675 | 0.096675 | 0.096675 | 0.096675 | 0.096675 | 0.096675 | 0.096675 | 0.096675 | 0.096675 | 0.096675 | 0.096675 | 0.096675 | 0.096675 | 0.096675 | 0.096675 | 0.096675 | 0.096675 | 0.096675 | 0.096675 | 0.096675 | 0.096675 | 0.096675 | 0.096675 | 0.096675 | 0.096675 | 0.096675 | 0.096675 | 0.096675 | 0.096675 | 0.096675 | 0 | 0 | 0 | 0 | 0
| Insurance Cost | Rs Cr | 10.0699 | 0 | 0 | 0 | 0 | 0 | 0.17783 | 0.17872 | 0.17961 | 0.1805 | 0.1814 | 0.18231 | 0.18322 | 0.18413 | 0.18505 | 0.18597 | 0.1869 | 0.18783 | 0.18877 | 0.18971 | 0.19066 | 0.19161 | 0.19256 | 0.19352 | 0.19449 | 0.19546 | 0.19643 | 0.19741 | 0.1984 | 0.19939 | 0.20038 | 0.20138 | 0.20239 | 0.20339 | 0.20441 | 0.20543 | 0.20645 | 0.20748 | 0.20852 | 0.20956 | 0.2106 | 0.21165 | 0.21271 | 0.21377 | 0.21484 | 0.21591 | 0.21698 | 0.21807 | 0.21915 | 0.22025 | 0.22135 | 0.22245 | 0.22356 | 0.22467 | 0.22579 | 0.22692 | 0 | 0 | 0 | 0 | 0
| Total | Rs Cr | 321.2372 | 0 | 0 | 0 | 0 | 0 | 3.9571 | 4.0291 | 4.1025 | 4.1772 | 4.2535 | 4.3312 | 4.4104 | 4.4912 | 4.5735 | 4.6575 | 4.7431 | 4.8303 | 4.9193 | 5.01 | 5.1025 | 5.1968 | 5.2929 | 5.3909 | 5.4908 | 5.5927 | 5.6966 | 5.8025 | 5.9105 | 6.0206 | 6.1329 | 6.2474 | 6.3641 | 6.4832 | 6.6045 | 6.7283 | 6.8545 | 6.9832 | 7.1144 | 7.2482 | 7.3846 | 7.5237 | 7.6656 | 7.8103 | 7.9578 | 8.1083 | 8.2617 | 8.4182 | 8.5778 | 8.7405 | 8.9064 | 9.0757 | 9.2482 | 9.4243 | 9.6038 | 9.7868 | 0 | 0 | 0 | 0 | 0
Charges to MPUVNL
| Annual Generation | MU |  | 0 | 0 | 0 | 0 | 0 | 657.2189 | 657.2189 | 653.6275 | 657.2189 | 653.6275 | 657.2189 | 653.6275 | 657.2189 | 657.2189 | 657.2189 | 653.6275 | 657.2189 | 653.6275 | 657.2189 | 653.6275 | 657.2189 | 657.2189 | 657.2189 | 653.6275 | 657.2189 | 653.6275 | 657.2189 | 653.6275 | 657.2189 | 657.2189 | 657.2189 | 653.6275 | 657.2189 | 653.6275 | 657.2189 | 653.6275 | 657.2189 | 657.2189 | 657.2189 | 653.6275 | 657.2189 | 653.6275 | 657.2189 | 653.6275 | 657.2189 | 657.2189 | 657.2189 | 653.6275 | 657.2189 | 653.6275 | 657.2189 | 653.6275 | 657.2189 | 657.2189 | 657.2189 | 0 | 0 | 0 | 0 | 0
| Revenue Earned | Rs Cr |  | 0 | 0 | 0 | 0 | 0 | 193.8796 | 193.8796 | 192.8201 | 193.8796 | 192.8201 | 193.8796 | 192.8201 | 193.8796 | 193.8796 | 193.8796 | 192.8201 | 193.8796 | 192.8201 | 193.8796 | 192.8201 | 193.8796 | 193.8796 | 193.8796 | 192.8201 | 193.8796 | 192.8201 | 193.8796 | 192.8201 | 193.8796 | 193.8796 | 193.8796 | 192.8201 | 193.8796 | 192.8201 | 193.8796 | 192.8201 | 193.8796 | 193.8796 | 193.8796 | 192.8201 | 193.8796 | 192.8201 | 193.8796 | 192.8201 | 193.8796 | 193.8796 | 193.8796 | 192.8201 | 193.8796 | 192.8201 | 193.8796 | 192.8201 | 193.8796 | 193.8796 | 193.8796 | 0 | 0 | 0 | 0 | 0
| Land Cost for Project | Rs Cr | 0
| Charges to MPUVNL | Rs Cr | 0 | 0 | 0 | 0 | 0 | 0 | 0 | 0 | 0 | 0 | 0 | 0 | 0 | 0 | 0 | 0 | 0 | 0 | 0 | 0 | 0 | 0 | 0 | 0 | 0 | 0 | 0 | 0 | 0 | 0 | 0 | 0 | 0 | 0 | 0 | 0 | 0 | 0 | 0 | 0 | 0 | 0 | 0 | 0 | 0 | 0 | 0 | 0 | 0 | 0 | 0 | 0 | 0 | 0 | 0 | 0 | 0 | 0 | 0 | 0 | 0
Interest on Working Capital
| Receivables | Rs Cr | 99.1067 | 0 | 0 | 0 | 0 | 0 | 3.5427 | 1.6402 | 3.6411 | 2.4927 | 2.5194 | 2.495 | 2.4731 | 2.4513 | 2.4298 | 2.4086 | 2.3877 | 2.3687 | 2.3483 | 2.3282 | 2.3084 | 2.289 | 2.2698 | 2.251 | 2.2325 | 2.2143 | 2.1965 | 2.179 | 2.1618 | 2.1451 | 2.1286 | 2.1126 | 2.0969 | 2.2343 | 2.2112 | 2.1972 | 2.1831 | 1.0741 | 1.1835 | 1.2023 | 1.2255 | 1.249 | 1.273 | 1.2975 | 1.3224 | 1.3479 | 1.3738 | 1.4002 | 1.4272 | 1.4547 | 1.4828 | 1.5114 | 1.5406 | 1.5703 | 1.6006 | 1.6316 | 0 | 0 | 0 | 0 | 0
| O&M | Rs Cr | 53.5395 | 0 | 0 | 0 | 0 | 0 | 0.65952 | 0.67152 | 0.68374 | 0.69621 | 0.70891 | 0.72186 | 0.73507 | 0.74853 | 0.76226 | 0.77625 | 0.79051 | 0.80506 | 0.81988 | 0.835 | 0.85041 | 0.86613 | 0.88215 | 0.89848 | 0.91514 | 0.93212 | 0.94943 | 0.96709 | 0.98509 | 1.0034 | 1.0222 | 1.0412 | 1.0607 | 1.0805 | 1.1008 | 1.1214 | 1.1424 | 1.1639 | 1.1857 | 1.208 | 1.2308 | 1.254 | 1.2776 | 1.3017 | 1.3263 | 1.3514 | 1.377 | 1.403 | 1.4296 | 1.4567 | 1.4844 | 1.5126 | 1.5414 | 1.5707 | 1.6006 | 1.6311 | 0 | 0 | 0 | 0 | 0
| Maintenance spares | Rs Cr | 0 | 0 | 0 | 0 | 0 | 0 | 0 | 0 | 0 | 0 | 0 | 0 | 0 | 0 | 0 | 0 | 0 | 0 | 0 | 0 | 0 | 0 | 0 | 0 | 0 | 0 | 0 | 0 | 0 | 0 | 0 | 0 | 0 | 0 | 0 | 0 | 0 | 0 | 0 | 0 | 0 | 0 | 0 | 0 | 0 | 0 | 0 | 0 | 0 | 0 | 0 | 0 | 0 | 0 | 0 | 0 | 0 | 0 | 0 | 0 | 0
| Total | Rs Cr | 152.6463 | 0 | 0 | 0 | 0 | 0 | 4.2023 | 2.3117 | 4.3248 | 3.1889 | 3.2283 | 3.2168 | 3.2081 | 3.1998 | 3.1921 | 3.1849 | 3.1782 | 3.1738 | 3.1682 | 3.1632 | 3.1589 | 3.1551 | 3.152 | 3.1495 | 3.1476 | 3.1464 | 3.1459 | 3.1461 | 3.1469 | 3.1485 | 3.1508 | 3.1538 | 3.1576 | 3.3148 | 3.312 | 3.3186 | 3.3255 | 2.238 | 2.3692 | 2.4103 | 2.4563 | 2.503 | 2.5506 | 2.5992 | 2.6487 | 2.6992 | 2.7507 | 2.8033 | 2.8568 | 2.9115 | 2.9672 | 3.024 | 3.0819 | 3.141 | 3.2013 | 3.2627 | 0 | 0 | 0 | 0 | 0
| Bank borrowing | Rs Cr | 114.4847 | 0 | 0 | 0 | 0 | 0 | 3.1517 | 1.7338 | 3.2436 | 2.3916 | 2.4212 | 2.4126 | 2.4061 | 2.3999 | 2.3941 | 2.3886 | 2.3836 | 2.3803 | 2.3761 | 2.3724 | 2.3691 | 2.3663 | 2.364 | 2.3621 | 2.3607 | 2.3598 | 2.3594 | 2.3596 | 2.3602 | 2.3614 | 2.3631 | 2.3654 | 2.3682 | 2.4861 | 2.484 | 2.4889 | 2.4941 | 1.6785 | 1.7769 | 1.8078 | 1.8422 | 1.8773 | 1.913 | 1.9494 | 1.9865 | 2.0244 | 2.0631 | 2.1025 | 2.1426 | 2.1836 | 2.2254 | 2.268 | 2.3114 | 2.3558 | 2.401 | 2.447 | 0 | 0 | 0 | 0 | 0
| Interest Rate | Rs Cr | bar: 0 to 50
| Interest on Working Capital | Rs Cr |  | 0 | 0 | 0 | 0 | 0 | 0.15759 | 0.086688 | 0.16218 | 0.11958 | 0.12106 | 0.12063 | 0.1203 | 0.11999 | 0.1197 | 0.11943 | 0.11918 | 0.11902 | 0.11881 | 0.11862 | 0.11846 | 0.11832 | 0.1182 | 0.11811 | 0.11804 | 0.11799 | 0.11797 | 0.11798 | 0.11801 | 0.11807 | 0.11815 | 0.11827 | 0.11841 | 0.1243 | 0.1242 | 0.12445 | 0.12471 | 0.083925 | 0.088846 | 0.090388 | 0.092111 | 0.093863 | 0.095649 | 0.09747 | 0.099327 | 0.10122 | 0.10315 | 0.10512 | 0.10713 | 0.10918 | 0.11127 | 0.1134 | 0.11557 | 0.11779 | 0.12005 | 0.12235 | 0 | 0 | 0 | 0 | 0
DSRA
Debt Service Requirement
| Interest on Debt | Rs Cr |  | 0 | 0 | 0 | 0 | 0 | 6.4621 | 6.4621 | 6.3544 | 6.139 | 5.9236 | 5.7081 | 5.4927 | 5.2773 | 5.0619 | 4.8465 | 4.6311 | 4.4157 | 4.2003 | 3.9849 | 3.7695 | 3.5541 | 3.3387 | 3.1233 | 2.9079 | 2.6925 | 2.4771 | 2.2617 | 2.0463 | 1.8309 | 1.6155 | 1.4001 | 1.1847 | 0.96931 | 0.75391 | 0.5385 | 0.3231 | 0.1077 | 0 | 0 | 0 | 0 | 0 | 0 | 0 | 0 | 0 | 0 | 0 | 0 | 0 | 0 | 0 | 0 | 0 | 0 | 0 | 0 | 0 | 0 | 0
| Debt Repayment | Rs Cr |  | 0 | 0 | 0 | 0 | 0 | 0 | 0 | 5.385 | 5.385 | 5.385 | 5.385 | 5.385 | 5.385 | 5.385 | 5.385 | 5.385 | 5.385 | 5.385 | 5.385 | 5.385 | 5.385 | 5.385 | 5.385 | 5.385 | 5.385 | 5.385 | 5.385 | 5.385 | 5.385 | 5.385 | 5.385 | 5.385 | 5.385 | 5.385 | 5.385 | 5.385 | 5.385 | 0 | 0 | 0 | 0 | 0 | 0 | 0 | 0 | 0 | 0 | 0 | 0 | 0 | 0 | 0 | 0 | 0 | 0 | 0 | 0 | 0 | 0 | 0
| Total | Rs Cr |  | 0 | 0 | 0 | 0 | 0 | 6.4621 | 6.4621 | 11.7394 | 11.524 | 11.3086 | 11.0932 | 10.8778 | 10.6624 | 10.447 | 10.2316 | 10.0162 | 9.8008 | 9.5854 | 9.37 | 9.1546 | 8.9392 | 8.7238 | 8.5084 | 8.293 | 8.0776 | 7.8622 | 7.6468 | 7.4314 | 7.216 | 7.0006 | 6.7852 | 6.5698 | 6.3544 | 6.139 | 5.9236 | 5.7081 | 5.4927 | 0 | 0 | 0 | 0 | 0 | 0 | 0 | 0 | 0 | 0 | 0 | 0 | 0 | 0 | 0 | 0 | 0 | 0 | 0 | 0 | 0 | 0 | 0
DSRA
| Opening | Rs Cr |  | 0 | 0 | 0 | 0 | 0 | 0 | 6.4621 | 6.4621 | 11.7394 | 11.524 | 11.3086 | 11.0932 | 10.8778 | 10.6624 | 10.447 | 10.2316 | 10.0162 | 9.8008 | 9.5854 | 9.37 | 9.1546 | 8.9392 | 8.7238 | 8.5084 | 8.293 | 8.0776 | 7.8622 | 7.6468 | 7.4314 | 7.216 | 7.0006 | 6.7852 | 6.5698 | 6.3544 | 6.139 | 5.9236 | 5.7081 | 0 | 0 | 0 | 0 | 0 | 0 | 0 | 0 | 0 | 0 | 0 | 0 | 0 | 0 | 0 | 0 | 0 | 0 | 0 | 0 | 0 | 0 | 0
| Additions | Rs Cr | 0 | 0 | 0 | 0 | 0 | 0 | 6.4621 | 0 | 5.2773 | -0.2154 | -0.2154 | -0.2154 | -0.2154 | -0.2154 | -0.2154 | -0.2154 | -0.2154 | -0.2154 | -0.2154 | -0.2154 | -0.2154 | -0.2154 | -0.2154 | -0.2154 | -0.2154 | -0.2154 | -0.2154 | -0.2154 | -0.2154 | -0.2154 | -0.2154 | -0.2154 | -0.2154 | -0.2154 | -0.2154 | -0.2154 | -0.2154 | -5.7081 | 0 | 0 | 0 | 0 | 0 | 0 | 0 | 0 | 0 | 0 | 0 | 0 | 0 | 0 | 0 | 0 | 0 | 0 | 0 | 0 | 0 | 0 | 0
| Closing | Rs Cr |  | 0 | 0 | 0 | 0 | 0 | 6.4621 | 6.4621 | 11.7394 | 11.524 | 11.3086 | 11.0932 | 10.8778 | 10.6624 | 10.447 | 10.2316 | 10.0162 | 9.8008 | 9.5854 | 9.37 | 9.1546 | 8.9392 | 8.7238 | 8.5084 | 8.293 | 8.0776 | 7.8622 | 7.6468 | 7.4314 | 7.216 | 7.0006 | 6.7852 | 6.5698 | 6.3544 | 6.139 | 5.9236 | 5.7081 | 0 | 0 | 0 | 0 | 0 | 0 | 0 | 0 | 0 | 0 | 0 | 0 | 0 | 0 | 0 | 0 | 0 | 0 | 0 | 0 | 0 | 0 | 0 | 0
Interest Income
| Interest Rate | % | bar: 0 to 50
| Interest | Rs Cr | 5.3183 | 0 | 0 | 0 | 0 | 0 | 0.12924 | 0.12924 | 0.23479 | 0.23048 | 0.22617 | 0.22186 | 0.21756 | 0.21325 | 0.20894 | 0.20463 | 0.20032 | 0.19602 | 0.19171 | 0.1874 | 0.18309 | 0.17878 | 0.17448 | 0.17017 | 0.16586 | 0.16155 | 0.15724 | 0.15294 | 0.14863 | 0.14432 | 0.14001 | 0.1357 | 0.1314 | 0.12709 | 0.12278 | 0.11847 | 0.11416 | 0 | 0 | 0 | 0 | 0 | 0 | 0 | 0 | 0 | 0 | 0 | 0 | 0 | 0 | 0 | 0 | 0 | 0 | 0 | 0 | 0 | 0 | 0 | 0
BG Cost
| Interest Rate | % | bar: 0 to 50
| Interest | Rs Cr | 0 | 0 | 0 | 0 | 0 | 0 | 0 | 0 | 0 | 0 | 0 | 0 | 0 | 0 | 0 | 0 | 0 | 0 | 0 | 0 | 0 | 0 | 0 | 0 | 0 | 0 | 0 | 0 | 0 | 0 | 0 | 0 | 0 | 0 | 0 | 0 | 0 | 0 | 0 | 0 | 0 | 0 | 0 | 0 | 0 | 0 | 0 | 0 | 0 | 0 | 0 | 0 | 0 | 0 | 0 | 0 | 0 | 0 | 0 | 0 | 0
ROE
| Cumulative Equity | Rs Cr |  | 0 | 0 | 0 | 0 | 0 | 0 | 0 | 0 | 0 | 0 | 0 | 0 | 0 | 0 | 0 | 0 | 0 | 0 | 0 | 0 | 0 | 0 | 0 | 0 | 0 | 0 | 0 | 0 | 0 | 0 | 0 | 0 | 0 | 0 | 0 | 0 | 0 | 0 | 0 | 0 | 0 | 0 | 0 | 0 | 0 | 0 | 0 | 0 | 0 | 0 | 0 | 0 | 0 | 0 | 0 | 0 | 0 | 0 | 0 | 0
| Post-Tax RoE | % | bar: 0 to 50
| Post-Tax RoE | Rs Cr | 0 | 0 | 0 | 0 | 0 | 0 | 0 | 0 | 0 | 0 | 0 | 0 | 0 | 0 | 0 | 0 | 0 | 0 | 0 | 0 | 0 | 0 | 0 | 0 | 0 | 0 | 0 | 0 | 0 | 0 | 0 | 0 | 0 | 0 | 0 | 0 | 0 | 0 | 0 | 0 | 0 | 0 | 0 | 0 | 0 | 0 | 0 | 0 | 0 | 0 | 0 | 0 | 0 | 0 | 0 | 0 | 0 | 0 | 0 | 0 | 0
| Tax Rate | % |  | 25.17% | 25.17% | 25.17% | 25.17% | 25.17% | 25.17% | 25.17% | 25.17% | 25.17% | 25.17% | 25.17% | 25.17% | 25.17% | 25.17% | 25.17% | 25.17% | 25.17% | 25.17% | 25.17% | 25.17% | 25.17% | 25.17% | 25.17% | 25.17% | 25.17% | 25.17% | 25.17% | 25.17% | 25.17% | 25.17% | 25.17% | 25.17% | 25.17% | 25.17% | 25.17% | 25.17% | 25.17% | 25.17% | 25.17% | 25.17% | 25.17% | 25.17% | 25.17% | 25.17% | 25.17% | 25.17% | 25.17% | 25.17% | 25.17% | 25.17% | 25.17% | 25.17% | 25.17% | 25.17% | 25.17% | 25.17% | 25.17% | 25.17% | 25.17% | 25.17%
| Pre-Tax RoE | % | bar: 0 to 50
| Pre-Tax RoE | Rs Cr | 0 | 0 | 0 | 0 | 0 | 0 | 0 | 0 | 0 | 0 | 0 | 0 | 0 | 0 | 0 | 0 | 0 | 0 | 0 | 0 | 0 | 0 | 0 | 0 | 0 | 0 | 0 | 0 | 0 | 0 | 0 | 0 | 0 | 0 | 0 | 0 | 0 | 0 | 0 | 0 | 0 | 0 | 0 | 0 | 0 | 0 | 0 | 0 | 0 | 0 | 0 | 0 | 0 | 0 | 0 | 0 | 0 | 0 | 0 | 0 | 0
Cash Deficit Loan Requirement Computation
| Revenue | Rs Cr | 594.6403 | 0 | 0 | 0 | 0 | 0 | 21.2565 | 9.841 | 21.8465 | 14.9559 | 15.1164 | 14.9699 | 14.8384 | 14.7079 | 14.5789 | 14.4517 | 14.3261 | 14.2124 | 14.0897 | 13.9693 | 13.8507 | 13.7339 | 13.619 | 13.506 | 13.395 | 13.2859 | 13.1789 | 13.074 | 12.9711 | 12.8704 | 12.7719 | 12.6756 | 12.5816 | 13.4055 | 13.2674 | 13.1832 | 13.0986 | 6.4448 | 7.101 | 7.2138 | 7.3532 | 7.4943 | 7.6382 | 7.7849 | 7.9345 | 8.0871 | 8.2428 | 8.4014 | 8.5633 | 8.7283 | 8.8966 | 9.0683 | 9.2433 | 9.4218 | 9.6039 | 9.7896 | 0 | 0 | 0 | 0 | 0
| O&M Expenses | Rs Cr | -321.2372 | 0 | 0 | 0 | 0 | 0 | -3.9571 | -4.0291 | -4.1025 | -4.1772 | -4.2535 | -4.3312 | -4.4104 | -4.4912 | -4.5735 | -4.6575 | -4.7431 | -4.8303 | -4.9193 | -5.01 | -5.1025 | -5.1968 | -5.2929 | -5.3909 | -5.4908 | -5.5927 | -5.6966 | -5.8025 | -5.9105 | -6.0206 | -6.1329 | -6.2474 | -6.3641 | -6.4832 | -6.6045 | -6.7283 | -6.8545 | -6.9832 | -7.1144 | -7.2482 | -7.3846 | -7.5237 | -7.6656 | -7.8103 | -7.9578 | -8.1083 | -8.2617 | -8.4182 | -8.5778 | -8.7405 | -8.9064 | -9.0757 | -9.2482 | -9.4243 | -9.6038 | -9.7868 | 0 | 0 | 0 | 0 | 0
| Charges to MPUVNL | Rs Cr | 0 | 0 | 0 | 0 | 0 | 0 | 0 | 0 | 0 | 0 | 0 | 0 | 0 | 0 | 0 | 0 | 0 | 0 | 0 | 0 | 0 | 0 | 0 | 0 | 0 | 0 | 0 | 0 | 0 | 0 | 0 | 0 | 0 | 0 | 0 | 0 | 0 | 0 | 0 | 0 | 0 | 0 | 0 | 0 | 0 | 0 | 0 | 0 | 0 | 0 | 0 | 0 | 0 | 0 | 0 | 0 | 0 | 0 | 0 | 0 | 0
| Interest | Rs Cr | -109.8549 | 0 | 0 | 0 | 0 | 0 | -6.4621 | -6.4621 | -6.3544 | -6.139 | -5.9236 | -5.7081 | -5.4927 | -5.2773 | -5.0619 | -4.8465 | -4.6311 | -4.4157 | -4.2003 | -3.9849 | -3.7695 | -3.5541 | -3.3387 | -3.1233 | -2.9079 | -2.6925 | -2.4771 | -2.2617 | -2.0463 | -1.8309 | -1.6155 | -1.4001 | -1.1847 | -0.96931 | -0.75391 | -0.5385 | -0.3231 | -0.1077 | 0 | 0 | 0 | 0 | 0 | 0 | 0 | 0 | 0 | 0 | 0 | 0 | 0 | 0 | 0 | 0 | 0 | 0 | 0 | 0 | 0 | 0 | 0
| Interest on WC | Rs Cr | -5.7242 | 0 | 0 | 0 | 0 | 0 | -0.15759 | -0.086688 | -0.16218 | -0.11958 | -0.12106 | -0.12063 | -0.1203 | -0.11999 | -0.1197 | -0.11943 | -0.11918 | -0.11902 | -0.11881 | -0.11862 | -0.11846 | -0.11832 | -0.1182 | -0.11811 | -0.11804 | -0.11799 | -0.11797 | -0.11798 | -0.11801 | -0.11807 | -0.11815 | -0.11827 | -0.11841 | -0.1243 | -0.1242 | -0.12445 | -0.12471 | -0.083925 | -0.088846 | -0.090388 | -0.092111 | -0.093863 | -0.095649 | -0.09747 | -0.099327 | -0.10122 | -0.10315 | -0.10512 | -0.10713 | -0.10918 | -0.11127 | -0.1134 | -0.11557 | -0.11779 | -0.12005 | -0.12235 | 0 | 0 | 0 | 0 | 0
| Interest on Cash Balance | Rs Cr | 6.615 | 0 | 0 | 0 | 0 | 0 | 0 | 0.135 | 0.135 | 0.135 | 0.135 | 0.135 | 0.135 | 0.135 | 0.135 | 0.135 | 0.135 | 0.135 | 0.135 | 0.135 | 0.135 | 0.135 | 0.135 | 0.135 | 0.135 | 0.135 | 0.135 | 0.135 | 0.135 | 0.135 | 0.135 | 0.135 | 0.135 | 0.135 | 0.135 | 0.135 | 0.135 | 0.135 | 0.135 | 0.135 | 0.135 | 0.135 | 0.135 | 0.135 | 0.135 | 0.135 | 0.135 | 0.135 | 0.135 | 0.135 | 0.135 | 0.135 | 0.135 | 0.135 | 0.135 | 0.135 | 0 | 0 | 0 | 0 | 0
| Taxes | Rs Cr | -4.3902 | 0 | 0 | 0 | 0 | 0 | -0.2963 | 0 | -0.43158 | 0 | 0 | 0 | 0 | 0 | 0 | 0 | 0 | -0.0097473 | -0.0096841 | -0.0097193 | -0.0097498 | -0.0097813 | -0.0098133 | -0.009846 | -0.0098794 | -0.0099134 | -0.0099482 | -0.0099836 | -0.01002 | -0.010057 | -0.010094 | -0.010132 | -0.010172 | -0.88192 | -0.87364 | -0.87412 | -0.87414 | 0 | 0 | 0 | 0 | 0 | 0 | 0 | 0 | 0 | 0 | 0 | 0 | 0 | 0 | 0 | 0 | 0 | 0 | 0 | 0 | 0 | 0 | 0 | 0
| Change in DSRA | Rs Cr | 0 | 0 | 0 | 0 | 0 | 0 | -6.4621 | 0 | -5.2773 | 0.2154 | 0.2154 | 0.2154 | 0.2154 | 0.2154 | 0.2154 | 0.2154 | 0.2154 | 0.2154 | 0.2154 | 0.2154 | 0.2154 | 0.2154 | 0.2154 | 0.2154 | 0.2154 | 0.2154 | 0.2154 | 0.2154 | 0.2154 | 0.2154 | 0.2154 | 0.2154 | 0.2154 | 0.2154 | 0.2154 | 0.2154 | 0.2154 | 5.7081 | 0 | 0 | 0 | 0 | 0 | 0 | 0 | 0 | 0 | 0 | 0 | 0 | 0 | 0 | 0 | 0 | 0 | 0 | 0 | 0 | 0 | 0 | 0
| Interest Income on DSRA | Rs Cr | 5.3183 | 0 | 0 | 0 | 0 | 0 | 0.12924 | 0.12924 | 0.23479 | 0.23048 | 0.22617 | 0.22186 | 0.21756 | 0.21325 | 0.20894 | 0.20463 | 0.20032 | 0.19602 | 0.19171 | 0.1874 | 0.18309 | 0.17878 | 0.17448 | 0.17017 | 0.16586 | 0.16155 | 0.15724 | 0.15294 | 0.14863 | 0.14432 | 0.14001 | 0.1357 | 0.1314 | 0.12709 | 0.12278 | 0.11847 | 0.11416 | 0 | 0 | 0 | 0 | 0 | 0 | 0 | 0 | 0 | 0 | 0 | 0 | 0 | 0 | 0 | 0 | 0 | 0 | 0 | 0 | 0 | 0 | 0 | 0
| BG cost for DSRA | Rs Cr | 0 | 0 | 0 | 0 | 0 | 0 | 0 | 0 | 0 | 0 | 0 | 0 | 0 | 0 | 0 | 0 | 0 | 0 | 0 | 0 | 0 | 0 | 0 | 0 | 0 | 0 | 0 | 0 | 0 | 0 | 0 | 0 | 0 | 0 | 0 | 0 | 0 | 0 | 0 | 0 | 0 | 0 | 0 | 0 | 0 | 0 | 0 | 0 | 0 | 0 | 0 | 0 | 0 | 0 | 0 | 0 | 0 | 0 | 0 | 0 | 0
| Change in WC | Rs Cr | -3.2627 | 0 | 0 | 0 | 0 | 0 | -4.2023 | 1.8906 | -2.0131 | 1.136 | -0.039451 | 0.01147 | 0.0087117 | 0.0082921 | 0.0077593 | 0.0072205 | 0.0066707 | 0.0044036 | 0.0056237 | 0.0049447 | 0.0043546 | 0.0037472 | 0.003128 | 0.0024963 | 0.001852 | 0.0011948 | 0.00052442 | -0.00015943 | -0.00085701 | -0.0015686 | -0.0022945 | -0.0030349 | -0.0037903 | -0.15716 | 0.0027884 | -0.0065825 | -0.0069437 | 1.0875 | -0.13124 | -0.041101 | -0.04597 | -0.046699 | -0.047629 | -0.048569 | -0.049529 | -0.050508 | -0.051507 | -0.052526 | -0.053566 | -0.054626 | -0.055709 | -0.056813 | -0.057939 | -0.059089 | -0.060262 | -0.061458 | 0 | 0 | 0 | 0 | 0
| Change in WC Loan | Rs Cr | 2.447 | 0 | 0 | 0 | 0 | 0 | 3.1517 | -1.4179 | 1.5099 | -0.85197 | 0.029588 | -0.0086025 | -0.0065338 | -0.0062191 | -0.0058195 | -0.0054154 | -0.005003 | -0.0033027 | -0.0042178 | -0.0037085 | -0.0032659 | -0.0028104 | -0.002346 | -0.0018723 | -0.001389 | -0.00089611 | -0.00039331 | 0.00011957 | 0.00064276 | 0.0011764 | 0.0017209 | 0.0022762 | 0.0028427 | 0.11787 | -0.0020913 | 0.0049369 | 0.0052078 | -0.81565 | 0.09843 | 0.030826 | 0.034478 | 0.035025 | 0.035722 | 0.036427 | 0.037147 | 0.037881 | 0.03863 | 0.039394 | 0.040174 | 0.04097 | 0.041781 | 0.04261 | 0.043455 | 0.044317 | 0.045196 | 0.046094 | 0 | 0 | 0 | 0 | 0
| Capital Expenditure | Rs Cr | -329.6967 | 0 | 0 | -83.3756 | -140.939 | -105.3821 | 0 | 0 | 0 | 0 | 0 | 0 | 0 | 0 | 0 | 0 | 0 | 0 | 0 | 0 | 0 | 0 | 0 | 0 | 0 | 0 | 0 | 0 | 0 | 0 | 0 | 0 | 0 | 0 | 0 | 0 | 0 | 0 | 0 | 0 | 0 | 0 | 0 | 0 | 0 | 0 | 0 | 0 | 0 | 0 | 0 | 0 | 0 | 0 | 0 | 0 | 0 | 0 | 0 | 0 | 0
| Grant | Rs Cr | 98.909 | 0 | 0 | 21.7507 | 47.6462 | 13.7049 | 15.8073 | 0 | 0 | 0 | 0 | 0 | 0 | 0 | 0 | 0 | 0 | 0 | 0 | 0 | 0 | 0 | 0 | 0 | 0 | 0 | 0 | 0 | 0 | 0 | 0 | 0 | 0 | 0 | 0 | 0 | 0 | 0 | 0 | 0 | 0 | 0 | 0 | 0 | 0 | 0 | 0 | 0 | 0 | 0 | 0 | 0 | 0 | 0 | 0 | 0 | 0 | 0 | 0 | 0 | 0
| Upfront Developer Contribution | Rs Cr | 69.2363 | 0 | 0 | 20.7709 | 24.2327 | 40.04 | -15.8073 | 0 | 0 | 0 | 0 | 0 | 0 | 0 | 0 | 0 | 0 | 0 | 0 | 0 | 0 | 0 | 0 | 0 | 0 | 0 | 0 | 0 | 0 | 0 | 0 | 0 | 0 | 0 | 0 | 0 | 0 | 0 | 0 | 0 | 0 | 0 | 0 | 0 | 0 | 0 | 0 | 0 | 0 | 0 | 0 | 0 | 0 | 0 | 0 | 0 | 0 | 0 | 0 | 0 | 0
| Bridge Finance - Loan | Rs Cr | 0 | 0 | 0 | 0 | 0 | 0 | 0 | 0 | 0 | 0 | 0 | 0 | 0 | 0 | 0 | 0 | 0 | 0 | 0 | 0 | 0 | 0 | 0 | 0 | 0 | 0 | 0 | 0 | 0 | 0 | 0 | 0 | 0 | 0 | 0 | 0 | 0 | 0 | 0 | 0 | 0 | 0 | 0 | 0 | 0 | 0 | 0 | 0 | 0 | 0 | 0 | 0 | 0 | 0 | 0 | 0 | 0 | 0 | 0 | 0 | 0
| Interest on Bridge Loan | Rs Cr | 0 | 0 | 0 | 0 | 0 | 0 | 0 | 0 | 0 | 0 | 0 | 0 | 0 | 0 | 0 | 0 | 0 | 0 | 0 | 0 | 0 | 0 | 0 | 0 | 0 | 0 | 0 | 0 | 0 | 0 | 0 | 0 | 0 | 0 | 0 | 0 | 0 | 0 | 0 | 0 | 0 | 0 | 0 | 0 | 0 | 0 | 0 | 0 | 0 | 0 | 0 | 0 | 0 | 0 | 0 | 0 | 0 | 0 | 0 | 0 | 0
| Debt | Rs Cr | 161.5514 | 0 | 0 | 40.854 | 69.0601 | 51.6372 | 0 | 0 | 0 | 0 | 0 | 0 | 0 | 0 | 0 | 0 | 0 | 0 | 0 | 0 | 0 | 0 | 0 | 0 | 0 | 0 | 0 | 0 | 0 | 0 | 0 | 0 | 0 | 0 | 0 | 0 | 0 | 0 | 0 | 0 | 0 | 0 | 0 | 0 | 0 | 0 | 0 | 0 | 0 | 0 | 0 | 0 | 0 | 0 | 0 | 0 | 0 | 0 | 0 | 0 | 0
| Debt Repayment - Commercial Loan | Rs Cr | -161.5514 | 0 | 0 | 0 | 0 | 0 | 0 | 0 | -5.385 | -5.385 | -5.385 | -5.385 | -5.385 | -5.385 | -5.385 | -5.385 | -5.385 | -5.385 | -5.385 | -5.385 | -5.385 | -5.385 | -5.385 | -5.385 | -5.385 | -5.385 | -5.385 | -5.385 | -5.385 | -5.385 | -5.385 | -5.385 | -5.385 | -5.385 | -5.385 | -5.385 | -5.385 | -5.385 | 0 | 0 | 0 | 0 | 0 | 0 | 0 | 0 | 0 | 0 | 0 | 0 | 0 | 0 | 0 | 0 | 0 | 0 | 0 | 0 | 0 | 0 | 0
| Equity | Rs Cr | 0 | 0 | 0 | 0 | 0 | 0 | 0 | 0 | 0 | 0 | 0 | 0 | 0 | 0 | 0 | 0 | 0 | 0 | 0 | 0 | 0 | 0 | 0 | 0 | 0 | 0 | 0 | 0 | 0 | 0 | 0 | 0 | 0 | 0 | 0 | 0 | 0 | 0 | 0 | 0 | 0 | 0 | 0 | 0 | 0 | 0 | 0 | 0 | 0 | 0 | 0 | 0 | 0 | 0 | 0 | 0 | 0 | 0 | 0 | 0 | 0
| Interest on Cash deficit Loan | Rs Cr | -8.717e-14 | 0 | 0 | 0 | 0 | 0 | 0 | -1.5987e-16 | -1.5987e-16 | -1.7986e-16 | -1.7986e-16 | -1.7986e-16 | -1.7986e-16 | -2.9976e-16 | -3.9968e-16 | -3.9968e-16 | -4.3965e-16 | -4.3965e-16 | -5.1958e-16 | -6.5947e-16 | -6.5947e-16 | -6.5947e-16 | -7.1942e-16 | -7.5939e-16 | -8.793e-16 | -9.1926e-16 | -9.1926e-16 | -9.992e-16 | -1.0392e-15 | -1.0392e-15 | -1.239e-15 | -1.3789e-15 | -1.6787e-15 | -1.6787e-15 | -1.8785e-15 | -1.9584e-15 | -2.0384e-15 | -2.2182e-15 | -2.3181e-15 | -2.3781e-15 | -2.478e-15 | -2.558e-15 | -2.6579e-15 | -2.7978e-15 | -2.9377e-15 | -3.0775e-15 | -3.3173e-15 | -3.3573e-15 | -3.4772e-15 | -3.6371e-15 | -3.757e-15 | -3.9568e-15 | -4.1167e-15 | -4.3165e-15 | -4.4964e-15 | -4.6763e-15 | 0 | 0 | 0 | 0 | 0
| Repayment of cash deficit loan | Rs Cr | -1.0836e-13 | 0 | 0 | 0 | 0 | 0 | 0 | 0 | 0 | 0 | 0 | 0 | 0 | 0 | 0 | 0 | 0 | 0 | 0 | 0 | 0 | 0 | 0 | 0 | 0 | 0 | 0 | 0 | 0 | 0 | 0 | 0 | 0 | 0 | 0 | 0 | 0 | 0 | 0 | 0 | 0 | 0 | 0 | 0 | 0 | 0 | 0 | 0 | 0 | 0 | 0 | 0 | 0 | 0 | 0 | 0 | -1.0836e-13 | 0 | 0 | 0 | 0
| Cash deficit Loan | Rs Cr | 1.0836e-13 | 0 | 0 | 0 | 0 | 0 | 3.5527e-15 | 0 | 4.4409e-16 | 0 | 0 | 0 | 2.6645e-15 | 2.2204e-15 | 0 | 8.8818e-16 | 0 | 1.7764e-15 | 3.1086e-15 | 0 | 0 | 1.3323e-15 | 8.8818e-16 | 2.6645e-15 | 8.8818e-16 | 0 | 1.7764e-15 | 8.8818e-16 | 0 | 4.4409e-15 | 3.1086e-15 | 6.6613e-15 | 0 | 4.4409e-15 | 1.7764e-15 | 1.7764e-15 | 3.9968e-15 | 2.2204e-15 | 1.3323e-15 | 2.2204e-15 | 1.7764e-15 | 2.2204e-15 | 3.1086e-15 | 3.1086e-15 | 3.1086e-15 | 5.3291e-15 | 8.8818e-16 | 2.6645e-15 | 3.5527e-15 | 2.6645e-15 | 4.4409e-15 | 3.5527e-15 | 4.4409e-15 | 3.9968e-15 | 3.9968e-15 | 4.4409e-15 | 0 | 0 | 0 | 0 | 0
Cash Balance
| Opening | Rs Cr |  | 0 | 0 | 0 | 0 | 0 | 0 | 3 | 3 | 3 | 3 | 3 | 3 | 3 | 3 | 3 | 3 | 3 | 3 | 3 | 3 | 3 | 3 | 3 | 3 | 3 | 3 | 3 | 3 | 3 | 3 | 3 | 3 | 3 | 3 | 3 | 3 | 3 | 3 | 3 | 3 | 3 | 3 | 3 | 3 | 3 | 3 | 3 | 3 | 3 | 3 | 3 | 3 | 3 | 3 | 3 | 3 | 3 | 3 | 3 | 3
| Addition | Rs Cr | 3 | 0 | 0 | 0 | 0 | 0 | 3 | 1.1724e-15 | -1.4921e-15 | -1.7986e-16 | -1.7986e-16 | -1.7986e-16 | -1.7986e-16 | 1.4433e-16 | 1.3767e-15 | -1.2879e-15 | 1.3367e-15 | -1.3278e-15 | -7.5495e-17 | 1.1169e-15 | -6.5947e-16 | -1.1036e-15 | 1.6875e-16 | 1.2879e-16 | 8.8818e-18 | 8.5709e-16 | -9.1926e-16 | -1.1102e-16 | -1.5099e-16 | -1.5099e-16 | 9.3259e-17 | -4.6629e-17 | 9.77e-17 | 9.77e-17 | -1.0214e-16 | -1.8208e-16 | 1.8208e-16 | 2.2204e-18 | -8.3822e-17 | -1.4377e-16 | 1.9984e-17 | -1.1546e-16 | -2.1538e-16 | 2.1372e-16 | 1.1546e-16 | -2.4425e-17 | -1.2546e-16 | 1.4988e-17 | 7.5495e-17 | -1.3989e-16 | 1.7764e-17 | -9.881e-17 | 1.0214e-16 | -1.9484e-16 | 1.8041e-16 | 9.77e-17 | -1.0836e-13 | 0 | 0 | 0 | 0
| Closing | Rs Cr |  | 0 | 0 | 0 | 0 | 0 | 3 | 3 | 3 | 3 | 3 | 3 | 3 | 3 | 3 | 3 | 3 | 3 | 3 | 3 | 3 | 3 | 3 | 3 | 3 | 3 | 3 | 3 | 3 | 3 | 3 | 3 | 3 | 3 | 3 | 3 | 3 | 3 | 3 | 3 | 3 | 3 | 3 | 3 | 3 | 3 | 3 | 3 | 3 | 3 | 3 | 3 | 3 | 3 | 3 | 3 | 3 | 3 | 3 | 3 | 3
Cash Deficit Loan
| Opening | Rs Cr |  | 0 | 0 | 0 | 0 | 0 | 0 | 3.5527e-15 | 3.5527e-15 | 3.9968e-15 | 3.9968e-15 | 3.9968e-15 | 3.9968e-15 | 6.6613e-15 | 8.8818e-15 | 8.8818e-15 | 9.77e-15 | 9.77e-15 | 1.1546e-14 | 1.4655e-14 | 1.4655e-14 | 1.4655e-14 | 1.5987e-14 | 1.6875e-14 | 1.954e-14 | 2.0428e-14 | 2.0428e-14 | 2.2204e-14 | 2.3093e-14 | 2.3093e-14 | 2.7534e-14 | 3.0642e-14 | 3.7303e-14 | 3.7303e-14 | 4.1744e-14 | 4.3521e-14 | 4.5297e-14 | 4.9294e-14 | 5.1514e-14 | 5.2847e-14 | 5.5067e-14 | 5.6843e-14 | 5.9064e-14 | 6.2172e-14 | 6.5281e-14 | 6.839e-14 | 7.3719e-14 | 7.4607e-14 | 7.7272e-14 | 8.0824e-14 | 8.3489e-14 | 8.793e-14 | 9.1482e-14 | 9.5923e-14 | 9.992e-14 | 1.0392e-13 | 1.0836e-13 | 0 | 0 | 0 | 0
| Addition | Rs Cr | 1.0836e-13 | 0 | 0 | 0 | 0 | 0 | 3.5527e-15 | 0 | 4.4409e-16 | 0 | 0 | 0 | 2.6645e-15 | 2.2204e-15 | 0 | 8.8818e-16 | 0 | 1.7764e-15 | 3.1086e-15 | 0 | 0 | 1.3323e-15 | 8.8818e-16 | 2.6645e-15 | 8.8818e-16 | 0 | 1.7764e-15 | 8.8818e-16 | 0 | 4.4409e-15 | 3.1086e-15 | 6.6613e-15 | 0 | 4.4409e-15 | 1.7764e-15 | 1.7764e-15 | 3.9968e-15 | 2.2204e-15 | 1.3323e-15 | 2.2204e-15 | 1.7764e-15 | 2.2204e-15 | 3.1086e-15 | 3.1086e-15 | 3.1086e-15 | 5.3291e-15 | 8.8818e-16 | 2.6645e-15 | 3.5527e-15 | 2.6645e-15 | 4.4409e-15 | 3.5527e-15 | 4.4409e-15 | 3.9968e-15 | 3.9968e-15 | 4.4409e-15 | 0 | 0 | 0 | 0 | 0
| Repayments | Rs Cr | -1.0836e-13 | 0 | 0 | 0 | 0 | 0 | 0 | 0 | 0 | 0 | 0 | 0 | 0 | 0 | 0 | 0 | 0 | 0 | 0 | 0 | 0 | 0 | 0 | 0 | 0 | 0 | 0 | 0 | 0 | 0 | 0 | 0 | 0 | 0 | 0 | 0 | 0 | 0 | 0 | 0 | 0 | 0 | 0 | 0 | 0 | 0 | 0 | 0 | 0 | 0 | 0 | 0 | 0 | 0 | 0 | 0 | -1.0836e-13 | 0 | 0 | 0 | 0
| Closing | Rs Cr |  | 0 | 0 | 0 | 0 | 0 | 3.5527e-15 | 3.5527e-15 | 3.9968e-15 | 3.9968e-15 | 3.9968e-15 | 3.9968e-15 | 6.6613e-15 | 8.8818e-15 | 8.8818e-15 | 9.77e-15 | 9.77e-15 | 1.1546e-14 | 1.4655e-14 | 1.4655e-14 | 1.4655e-14 | 1.5987e-14 | 1.6875e-14 | 1.954e-14 | 2.0428e-14 | 2.0428e-14 | 2.2204e-14 | 2.3093e-14 | 2.3093e-14 | 2.7534e-14 | 3.0642e-14 | 3.7303e-14 | 3.7303e-14 | 4.1744e-14 | 4.3521e-14 | 4.5297e-14 | 4.9294e-14 | 5.1514e-14 | 5.2847e-14 | 5.5067e-14 | 5.6843e-14 | 5.9064e-14 | 6.2172e-14 | 6.5281e-14 | 6.839e-14 | 7.3719e-14 | 7.4607e-14 | 7.7272e-14 | 8.0824e-14 | 8.3489e-14 | 8.793e-14 | 9.1482e-14 | 9.5923e-14 | 9.992e-14 | 1.0392e-13 | 1.0836e-13 | 0 | 0 | 0 | 0 | 0
| Interest Rate | % |  | 4.5% | 4.5% | 4.5% | 4.5% | 4.5% | 4.5% | 4.5% | 4.5% | 4.5% | 4.5% | 4.5% | 4.5% | 4.5% | 4.5% | 4.5% | 4.5% | 4.5% | 4.5% | 4.5% | 4.5% | 4.5% | 4.5% | 4.5% | 4.5% | 4.5% | 4.5% | 4.5% | 4.5% | 4.5% | 4.5% | 4.5% | 4.5% | 4.5% | 4.5% | 4.5% | 4.5% | 4.5% | 4.5% | 4.5% | 4.5% | 4.5% | 4.5% | 4.5% | 4.5% | 4.5% | 4.5% | 4.5% | 4.5% | 4.5% | 4.5% | 4.5% | 4.5% | 4.5% | 4.5% | 4.5% | 4.5% | 4.5% | 4.5% | 4.5% | 4.5%
| Interest Charge | Rs Cr | 8.717e-14 | 0 | 0 | 0 | 0 | 0 | 0 | 1.5987e-16 | 1.5987e-16 | 1.7986e-16 | 1.7986e-16 | 1.7986e-16 | 1.7986e-16 | 2.9976e-16 | 3.9968e-16 | 3.9968e-16 | 4.3965e-16 | 4.3965e-16 | 5.1958e-16 | 6.5947e-16 | 6.5947e-16 | 6.5947e-16 | 7.1942e-16 | 7.5939e-16 | 8.793e-16 | 9.1926e-16 | 9.1926e-16 | 9.992e-16 | 1.0392e-15 | 1.0392e-15 | 1.239e-15 | 1.3789e-15 | 1.6787e-15 | 1.6787e-15 | 1.8785e-15 | 1.9584e-15 | 2.0384e-15 | 2.2182e-15 | 2.3181e-15 | 2.3781e-15 | 2.478e-15 | 2.558e-15 | 2.6579e-15 | 2.7978e-15 | 2.9377e-15 | 3.0775e-15 | 3.3173e-15 | 3.3573e-15 | 3.4772e-15 | 3.6371e-15 | 3.757e-15 | 3.9568e-15 | 4.1167e-15 | 4.3165e-15 | 4.4964e-15 | 4.6763e-15 | 0 | 0 | 0 | 0 | 0
| Minimum Cash Balance | Rs Cr |  | 0 | 0 | 0 | 0 | 0 | 3 | 3 | 3 | 3 | 3 | 3 | 3 | 3 | 3 | 3 | 3 | 3 | 3 | 3 | 3 | 3 | 3 | 3 | 3 | 3 | 3 | 3 | 3 | 3 | 3 | 3 | 3 | 3 | 3 | 3 | 3 | 3 | 3 | 3 | 3 | 3 | 3 | 3 | 3 | 3 | 3 | 3 | 3 | 3 | 3 | 3 | 3 | 3 | 3 | 3 | 0 | 0 | 0 | 0 | 0
Revenue Workings
| Discount Factor | # |  | 0 | 0 | 0 | 0 | 0 | 1 | 0.95529 | 0.91258 | 0.87178 | 0.83281 | 0.79558 | 0.76001 | 0.72603 | 0.69357 | 0.66256 | 0.63294 | 0.60464 | 0.57761 | 0.55179 | 0.52712 | 0.50355 | 0.48104 | 0.45953 | 0.43899 | 0.41936 | 0.40061 | 0.3827 | 0.36559 | 0.34925 | 0.33363 | 0.31872 | 0.30447 | 0.29086 | 0.27785 | 0.26543 | 0.25356 | 0.24223 | 0.2314 | 0.22105 | 0.21117 | 0.20173 | 0.19271 | 0.1841 | 0.17586 | 0.168 | 0.16049 | 0.15332 | 0.14646 | 0.13991 | 0.13366 | 0.12768 | 0.12197 | 0.11652 | 0.11131 | 0.10634 | 0 | 0 | 0 | 0 | 0
| O&M Cost | Rs Cr | 321.2372 | 0 | 0 | 0 | 0 | 0 | 3.9571 | 4.0291 | 4.1025 | 4.1772 | 4.2535 | 4.3312 | 4.4104 | 4.4912 | 4.5735 | 4.6575 | 4.7431 | 4.8303 | 4.9193 | 5.01 | 5.1025 | 5.1968 | 5.2929 | 5.3909 | 5.4908 | 5.5927 | 5.6966 | 5.8025 | 5.9105 | 6.0206 | 6.1329 | 6.2474 | 6.3641 | 6.4832 | 6.6045 | 6.7283 | 6.8545 | 6.9832 | 7.1144 | 7.2482 | 7.3846 | 7.5237 | 7.6656 | 7.8103 | 7.9578 | 8.1083 | 8.2617 | 8.4182 | 8.5778 | 8.7405 | 8.9064 | 9.0757 | 9.2482 | 9.4243 | 9.6038 | 9.7868 | 0 | 0 | 0 | 0 | 0
| Charges to MPUVNL | Rs Cr | 0 | 0 | 0 | 0 | 0 | 0 | 0 | 0 | 0 | 0 | 0 | 0 | 0 | 0 | 0 | 0 | 0 | 0 | 0 | 0 | 0 | 0 | 0 | 0 | 0 | 0 | 0 | 0 | 0 | 0 | 0 | 0 | 0 | 0 | 0 | 0 | 0 | 0 | 0 | 0 | 0 | 0 | 0 | 0 | 0 | 0 | 0 | 0 | 0 | 0 | 0 | 0 | 0 | 0 | 0 | 0 | 0 | 0 | 0 | 0 | 0
| Repayment | Rs Cr | 161.5514 | 0 | 0 | 0 | 0 | 0 | 0 | 0 | 5.385 | 5.385 | 5.385 | 5.385 | 5.385 | 5.385 | 5.385 | 5.385 | 5.385 | 5.385 | 5.385 | 5.385 | 5.385 | 5.385 | 5.385 | 5.385 | 5.385 | 5.385 | 5.385 | 5.385 | 5.385 | 5.385 | 5.385 | 5.385 | 5.385 | 5.385 | 5.385 | 5.385 | 5.385 | 5.385 | 0 | 0 | 0 | 0 | 0 | 0 | 0 | 0 | 0 | 0 | 0 | 0 | 0 | 0 | 0 | 0 | 0 | 0 | 0 | 0 | 0 | 0 | 0
| Interest on Term Loan | Rs Cr | 109.8549 | 0 | 0 | 0 | 0 | 0 | 6.4621 | 6.4621 | 6.3544 | 6.139 | 5.9236 | 5.7081 | 5.4927 | 5.2773 | 5.0619 | 4.8465 | 4.6311 | 4.4157 | 4.2003 | 3.9849 | 3.7695 | 3.5541 | 3.3387 | 3.1233 | 2.9079 | 2.6925 | 2.4771 | 2.2617 | 2.0463 | 1.8309 | 1.6155 | 1.4001 | 1.1847 | 0.96931 | 0.75391 | 0.5385 | 0.3231 | 0.1077 | 0 | 0 | 0 | 0 | 0 | 0 | 0 | 0 | 0 | 0 | 0 | 0 | 0 | 0 | 0 | 0 | 0 | 0 | 0 | 0 | 0 | 0 | 0
| Interest on WC | Rs Cr | 5.7242 | 0 | 0 | 0 | 0 | 0 | 0.15759 | 0.086688 | 0.16218 | 0.11958 | 0.12106 | 0.12063 | 0.1203 | 0.11999 | 0.1197 | 0.11943 | 0.11918 | 0.11902 | 0.11881 | 0.11862 | 0.11846 | 0.11832 | 0.1182 | 0.11811 | 0.11804 | 0.11799 | 0.11797 | 0.11798 | 0.11801 | 0.11807 | 0.11815 | 0.11827 | 0.11841 | 0.1243 | 0.1242 | 0.12445 | 0.12471 | 0.083925 | 0.088846 | 0.090388 | 0.092111 | 0.093863 | 0.095649 | 0.09747 | 0.099327 | 0.10122 | 0.10315 | 0.10512 | 0.10713 | 0.10918 | 0.11127 | 0.1134 | 0.11557 | 0.11779 | 0.12005 | 0.12235 | 0 | 0 | 0 | 0 | 0
| Margin money requirement | Rs Cr | 0.81568 | 0 | 0 | 0 | 0 | 0 | 1.0506 | -0.47265 | 0.50329 | -0.28399 | 0.0098627 | -0.0028675 | -0.0021779 | -0.002073 | -0.0019398 | -0.0018051 | -0.0016677 | -0.0011009 | -0.0014059 | -0.0012362 | -0.0010886 | -0.0009368 | -0.000782 | -0.00062408 | -0.00046301 | -0.0002987 | -0.0001311 | 3.9858e-05 | 0.00021425 | 0.00039215 | 0.00057362 | 0.00075873 | 0.00094757 | 0.039289 | -0.0006971 | 0.0016456 | 0.0017359 | -0.27188 | 0.03281 | 0.010275 | 0.011493 | 0.011675 | 0.011907 | 0.012142 | 0.012382 | 0.012627 | 0.012877 | 0.013131 | 0.013391 | 0.013657 | 0.013927 | 0.014203 | 0.014485 | 0.014772 | 0.015065 | 0.015365 | 0 | 0 | 0 | 0 | 0
| Change in DSRA | Rs Cr | 0 | 0 | 0 | 0 | 0 | 0 | 6.4621 | 0 | 5.2773 | -0.2154 | -0.2154 | -0.2154 | -0.2154 | -0.2154 | -0.2154 | -0.2154 | -0.2154 | -0.2154 | -0.2154 | -0.2154 | -0.2154 | -0.2154 | -0.2154 | -0.2154 | -0.2154 | -0.2154 | -0.2154 | -0.2154 | -0.2154 | -0.2154 | -0.2154 | -0.2154 | -0.2154 | -0.2154 | -0.2154 | -0.2154 | -0.2154 | -5.7081 | 0 | 0 | 0 | 0 | 0 | 0 | 0 | 0 | 0 | 0 | 0 | 0 | 0 | 0 | 0 | 0 | 0 | 0 | 0 | 0 | 0 | 0 | 0
| Interest Income on DSRA | Rs Cr | -5.3183 | 0 | 0 | 0 | 0 | 0 | -0.12924 | -0.12924 | -0.23479 | -0.23048 | -0.22617 | -0.22186 | -0.21756 | -0.21325 | -0.20894 | -0.20463 | -0.20032 | -0.19602 | -0.19171 | -0.1874 | -0.18309 | -0.17878 | -0.17448 | -0.17017 | -0.16586 | -0.16155 | -0.15724 | -0.15294 | -0.14863 | -0.14432 | -0.14001 | -0.1357 | -0.1314 | -0.12709 | -0.12278 | -0.11847 | -0.11416 | 0 | 0 | 0 | 0 | 0 | 0 | 0 | 0 | 0 | 0 | 0 | 0 | 0 | 0 | 0 | 0 | 0 | 0 | 0 | 0 | 0 | 0 | 0 | 0
| BG cost for DSRA | Rs Cr | 0 | 0 | 0 | 0 | 0 | 0 | 0 | 0 | 0 | 0 | 0 | 0 | 0 | 0 | 0 | 0 | 0 | 0 | 0 | 0 | 0 | 0 | 0 | 0 | 0 | 0 | 0 | 0 | 0 | 0 | 0 | 0 | 0 | 0 | 0 | 0 | 0 | 0 | 0 | 0 | 0 | 0 | 0 | 0 | 0 | 0 | 0 | 0 | 0 | 0 | 0 | 0 | 0 | 0 | 0 | 0 | 0 | 0 | 0 | 0 | 0
| Minimum Cash balance | Rs Cr | 3 | 0 | 0 | 0 | 0 | 0 | 3 | 0 | 0 | 0 | 0 | 0 | 0 | 0 | 0 | 0 | 0 | 0 | 0 | 0 | 0 | 0 | 0 | 0 | 0 | 0 | 0 | 0 | 0 | 0 | 0 | 0 | 0 | 0 | 0 | 0 | 0 | 0 | 0 | 0 | 0 | 0 | 0 | 0 | 0 | 0 | 0 | 0 | 0 | 0 | 0 | 0 | 0 | 0 | 0 | 0 | 0 | 0 | 0 | 0 | 0
| Interest on Cash Balance | Rs Cr | -6.615 | 0 | 0 | 0 | 0 | 0 | 0 | -0.135 | -0.135 | -0.135 | -0.135 | -0.135 | -0.135 | -0.135 | -0.135 | -0.135 | -0.135 | -0.135 | -0.135 | -0.135 | -0.135 | -0.135 | -0.135 | -0.135 | -0.135 | -0.135 | -0.135 | -0.135 | -0.135 | -0.135 | -0.135 | -0.135 | -0.135 | -0.135 | -0.135 | -0.135 | -0.135 | -0.135 | -0.135 | -0.135 | -0.135 | -0.135 | -0.135 | -0.135 | -0.135 | -0.135 | -0.135 | -0.135 | -0.135 | -0.135 | -0.135 | -0.135 | -0.135 | -0.135 | -0.135 | -0.135 | 0 | 0 | 0 | 0 | 0
| Grant | Rs Cr | -15.8073 | 0 | 0 | 0 | 0 | 0 | -15.8073 | 0 | 0 | 0 | 0 | 0 | 0 | 0 | 0 | 0 | 0 | 0 | 0 | 0 | 0 | 0 | 0 | 0 | 0 | 0 | 0 | 0 | 0 | 0 | 0 | 0 | 0 | 0 | 0 | 0 | 0 | 0 | 0 | 0 | 0 | 0 | 0 | 0 | 0 | 0 | 0 | 0 | 0 | 0 | 0 | 0 | 0 | 0 | 0 | 0 | 0 | 0 | 0 | 0 | 0
| Developer's Contribution | Rs Cr | 15.8073 | 0 | 0 | 0 | 0 | 0 | 15.8073 | 0 | 0 | 0 | 0 | 0 | 0 | 0 | 0 | 0 | 0 | 0 | 0 | 0 | 0 | 0 | 0 | 0 | 0 | 0 | 0 | 0 | 0 | 0 | 0 | 0 | 0 | 0 | 0 | 0 | 0 | 0 | 0 | 0 | 0 | 0 | 0 | 0 | 0 | 0 | 0 | 0 | 0 | 0 | 0 | 0 | 0 | 0 | 0 | 0 | 0 | 0 | 0 | 0 | 0
| Bridge Finance - Loan | Rs Cr | 0 | 0 | 0 | 0 | 0 | 0 | 0 | 0 | 0 | 0 | 0 | 0 | 0 | 0 | 0 | 0 | 0 | 0 | 0 | 0 | 0 | 0 | 0 | 0 | 0 | 0 | 0 | 0 | 0 | 0 | 0 | 0 | 0 | 0 | 0 | 0 | 0 | 0 | 0 | 0 | 0 | 0 | 0 | 0 | 0 | 0 | 0 | 0 | 0 | 0 | 0 | 0 | 0 | 0 | 0 | 0 | 0 | 0 | 0 | 0 | 0
| Interest on Bridge Loan | Rs Cr | 0 | 0 | 0 | 0 | 0 | 0 | 0 | 0 | 0 | 0 | 0 | 0 | 0 | 0 | 0 | 0 | 0 | 0 | 0 | 0 | 0 | 0 | 0 | 0 | 0 | 0 | 0 | 0 | 0 | 0 | 0 | 0 | 0 | 0 | 0 | 0 | 0 | 0 | 0 | 0 | 0 | 0 | 0 | 0 | 0 | 0 | 0 | 0 | 0 | 0 | 0 | 0 | 0 | 0 | 0 | 0 | 0 | 0 | 0 | 0 | 0
| Tax | Rs Cr | 4.3902 | 0 | 0 | 0 | 0 | 0 | 0.2963 | 0 | 0.43158 | 0 | 0 | 0 | 0 | 0 | 0 | 0 | 0 | 0.0097473 | 0.0096841 | 0.0097193 | 0.0097498 | 0.0097813 | 0.0098133 | 0.009846 | 0.0098794 | 0.0099134 | 0.0099482 | 0.0099836 | 0.01002 | 0.010057 | 0.010094 | 0.010132 | 0.010172 | 0.88192 | 0.87364 | 0.87412 | 0.87414 | 0 | 0 | 0 | 0 | 0 | 0 | 0 | 0 | 0 | 0 | 0 | 0 | 0 | 0 | 0 | 0 | 0 | 0 | 0 | 0 | 0 | 0 | 0 | 0
| ROE | Rs Cr | 0 | 0 | 0 | 0 | 0 | 0 | 0 | 0 | 0 | 0 | 0 | 0 | 0 | 0 | 0 | 0 | 0 | 0 | 0 | 0 | 0 | 0 | 0 | 0 | 0 | 0 | 0 | 0 | 0 | 0 | 0 | 0 | 0 | 0 | 0 | 0 | 0 | 0 | 0 | 0 | 0 | 0 | 0 | 0 | 0 | 0 | 0 | 0 | 0 | 0 | 0 | 0 | 0 | 0 | 0 | 0 | 0 | 0 | 0 | 0 | 0
CC | Total | Rs Cr | 594.6403 | 0 | 0 | 0 | 0 | 0 | 21.2565 | 9.841 | 21.8465 | 14.9559 | 15.1164 | 14.9699 | 14.8384 | 14.7079 | 14.5789 | 14.4517 | 14.3261 | 14.2124 | 14.0897 | 13.9693 | 13.8507 | 13.7339 | 13.619 | 13.506 | 13.395 | 13.2859 | 13.1789 | 13.074 | 12.9711 | 12.8704 | 12.7719 | 12.6756 | 12.5816 | 13.4055 | 13.2674 | 13.1832 | 13.0986 | 6.4448 | 7.101 | 7.2138 | 7.3532 | 7.4943 | 7.6382 | 7.7849 | 7.9345 | 8.0871 | 8.2428 | 8.4014 | 8.5633 | 8.7283 | 8.8966 | 9.0683 | 9.2433 | 9.4218 | 9.6039 | 9.7896 | 0 | 0 | 0 | 0 | 0
Cost per MW
| O&M Cost | Rs Lakhs/MW | 53.5395 | 0 | 0 | 0 | 0 | 0 | 0.65952 | 0.67152 | 0.68374 | 0.69621 | 0.70891 | 0.72186 | 0.73507 | 0.74853 | 0.76226 | 0.77625 | 0.79051 | 0.80506 | 0.81988 | 0.835 | 0.85041 | 0.86613 | 0.88215 | 0.89848 | 0.91514 | 0.93212 | 0.94943 | 0.96709 | 0.98509 | 1.0034 | 1.0222 | 1.0412 | 1.0607 | 1.0805 | 1.1008 | 1.1214 | 1.1424 | 1.1639 | 1.1857 | 1.208 | 1.2308 | 1.254 | 1.2776 | 1.3017 | 1.3263 | 1.3514 | 1.377 | 1.403 | 1.4296 | 1.4567 | 1.4844 | 1.5126 | 1.5414 | 1.5707 | 1.6006 | 1.6311 | 0 | 0 | 0 | 0 | 0
| Charges to MPUVNL | Rs Lakhs/MW | 0 | 0 | 0 | 0 | 0 | 0 | 0 | 0 | 0 | 0 | 0 | 0 | 0 | 0 | 0 | 0 | 0 | 0 | 0 | 0 | 0 | 0 | 0 | 0 | 0 | 0 | 0 | 0 | 0 | 0 | 0 | 0 | 0 | 0 | 0 | 0 | 0 | 0 | 0 | 0 | 0 | 0 | 0 | 0 | 0 | 0 | 0 | 0 | 0 | 0 | 0 | 0 | 0 | 0 | 0 | 0 | 0 | 0 | 0 | 0 | 0
| Repayment | Rs Lakhs/MW | 26.9252 | 0 | 0 | 0 | 0 | 0 | 0 | 0 | 0.89751 | 0.89751 | 0.89751 | 0.89751 | 0.89751 | 0.89751 | 0.89751 | 0.89751 | 0.89751 | 0.89751 | 0.89751 | 0.89751 | 0.89751 | 0.89751 | 0.89751 | 0.89751 | 0.89751 | 0.89751 | 0.89751 | 0.89751 | 0.89751 | 0.89751 | 0.89751 | 0.89751 | 0.89751 | 0.89751 | 0.89751 | 0.89751 | 0.89751 | 0.89751 | 0 | 0 | 0 | 0 | 0 | 0 | 0 | 0 | 0 | 0 | 0 | 0 | 0 | 0 | 0 | 0 | 0 | 0 | 0 | 0 | 0 | 0 | 0
| Interest on Term Loan | Rs Lakhs/MW | 18.3092 | 0 | 0 | 0 | 0 | 0 | 1.077 | 1.077 | 1.0591 | 1.0232 | 0.98726 | 0.95136 | 0.91546 | 0.87956 | 0.84366 | 0.80776 | 0.77186 | 0.73596 | 0.70006 | 0.66416 | 0.62826 | 0.59236 | 0.55645 | 0.52055 | 0.48465 | 0.44875 | 0.41285 | 0.37695 | 0.34105 | 0.30515 | 0.26925 | 0.23335 | 0.19745 | 0.16155 | 0.12565 | 0.089751 | 0.05385 | 0.01795 | 0 | 0 | 0 | 0 | 0 | 0 | 0 | 0 | 0 | 0 | 0 | 0 | 0 | 0 | 0 | 0 | 0 | 0 | 0 | 0 | 0 | 0 | 0
| Interest on WC | Rs Lakhs/MW | 0.95404 | 0 | 0 | 0 | 0 | 0 | 0.026264 | 0.014448 | 0.02703 | 0.01993 | 0.020177 | 0.020105 | 0.020051 | 0.019999 | 0.019951 | 0.019905 | 0.019864 | 0.019836 | 0.019801 | 0.01977 | 0.019743 | 0.019719 | 0.0197 | 0.019684 | 0.019673 | 0.019665 | 0.019662 | 0.019663 | 0.019668 | 0.019678 | 0.019692 | 0.019711 | 0.019735 | 0.020717 | 0.0207 | 0.020741 | 0.020784 | 0.013987 | 0.014808 | 0.015065 | 0.015352 | 0.015644 | 0.015941 | 0.016245 | 0.016555 | 0.01687 | 0.017192 | 0.01752 | 0.017855 | 0.018197 | 0.018545 | 0.0189 | 0.019262 | 0.019631 | 0.020008 | 0.020392 | 0 | 0 | 0 | 0 | 0
| Margin money requirement | Rs Lakhs/MW | 0.13595 | 0 | 0 | 0 | 0 | 0 | 0.17509 | -0.078775 | 0.083881 | -0.047331 | 0.0016438 | -0.00047792 | -0.00036299 | -0.0003455 | -0.0003233 | -0.00030085 | -0.00027795 | -0.00018348 | -0.00023432 | -0.00020603 | -0.00018144 | -0.00015613 | -0.00013033 | -0.00010401 | -7.7168e-05 | -4.9784e-05 | -2.1851e-05 | 6.643e-06 | 3.5709e-05 | 6.5358e-05 | 9.5603e-05 | 0.00012646 | 0.00015793 | 0.0065482 | -0.00011618 | 0.00027427 | 0.00028932 | -0.045314 | 0.0054684 | 0.0017126 | 0.0019154 | 0.0019458 | 0.0019845 | 0.0020237 | 0.0020637 | 0.0021045 | 0.0021461 | 0.0021886 | 0.0022319 | 0.0022761 | 0.0023212 | 0.0023672 | 0.0024141 | 0.002462 | 0.0025109 | 0.0025608 | 0 | 0 | 0 | 0 | 0
| Change in DSRA | Rs Lakhs/MW | 2.2204e-16 | 0 | 0 | 0 | 0 | 0 | 1.077 | 0 | 0.87956 | -0.0359 | -0.0359 | -0.0359 | -0.0359 | -0.0359 | -0.0359 | -0.0359 | -0.0359 | -0.0359 | -0.0359 | -0.0359 | -0.0359 | -0.0359 | -0.0359 | -0.0359 | -0.0359 | -0.0359 | -0.0359 | -0.0359 | -0.0359 | -0.0359 | -0.0359 | -0.0359 | -0.0359 | -0.0359 | -0.0359 | -0.0359 | -0.0359 | -0.95136 | 0 | 0 | 0 | 0 | 0 | 0 | 0 | 0 | 0 | 0 | 0 | 0 | 0 | 0 | 0 | 0 | 0 | 0 | 0 | 0 | 0 | 0 | 0
| Interest Income on DSRA | Rs Lakhs/MW | -0.88638 | 0 | 0 | 0 | 0 | 0 | -0.02154 | -0.02154 | -0.039131 | -0.038413 | -0.037695 | -0.036977 | -0.036259 | -0.035541 | -0.034823 | -0.034105 | -0.033387 | -0.032669 | -0.031951 | -0.031233 | -0.030515 | -0.029797 | -0.029079 | -0.028361 | -0.027643 | -0.026925 | -0.026207 | -0.025489 | -0.024771 | -0.024053 | -0.023335 | -0.022617 | -0.021899 | -0.021181 | -0.020463 | -0.019745 | -0.019027 | 0 | 0 | 0 | 0 | 0 | 0 | 0 | 0 | 0 | 0 | 0 | 0 | 0 | 0 | 0 | 0 | 0 | 0 | 0 | 0 | 0 | 0 | 0 | 0
| BG cost for DSRA | Rs Lakhs/MW | 0 | 0 | 0 | 0 | 0 | 0 | 0 | 0 | 0 | 0 | 0 | 0 | 0 | 0 | 0 | 0 | 0 | 0 | 0 | 0 | 0 | 0 | 0 | 0 | 0 | 0 | 0 | 0 | 0 | 0 | 0 | 0 | 0 | 0 | 0 | 0 | 0 | 0 | 0 | 0 | 0 | 0 | 0 | 0 | 0 | 0 | 0 | 0 | 0 | 0 | 0 | 0 | 0 | 0 | 0 | 0 | 0 | 0 | 0 | 0 | 0
| Minimum Cash balance | Rs Lakhs/MW | 0.5 | 0 | 0 | 0 | 0 | 0 | 0.5 | 0 | 0 | 0 | 0 | 0 | 0 | 0 | 0 | 0 | 0 | 0 | 0 | 0 | 0 | 0 | 0 | 0 | 0 | 0 | 0 | 0 | 0 | 0 | 0 | 0 | 0 | 0 | 0 | 0 | 0 | 0 | 0 | 0 | 0 | 0 | 0 | 0 | 0 | 0 | 0 | 0 | 0 | 0 | 0 | 0 | 0 | 0 | 0 | 0 | 0 | 0 | 0 | 0 | 0
| Interest on Cash Balance | Rs Lakhs/MW | -1.1025 | 0 | 0 | 0 | 0 | 0 | 0 | -0.0225 | -0.0225 | -0.0225 | -0.0225 | -0.0225 | -0.0225 | -0.0225 | -0.0225 | -0.0225 | -0.0225 | -0.0225 | -0.0225 | -0.0225 | -0.0225 | -0.0225 | -0.0225 | -0.0225 | -0.0225 | -0.0225 | -0.0225 | -0.0225 | -0.0225 | -0.0225 | -0.0225 | -0.0225 | -0.0225 | -0.0225 | -0.0225 | -0.0225 | -0.0225 | -0.0225 | -0.0225 | -0.0225 | -0.0225 | -0.0225 | -0.0225 | -0.0225 | -0.0225 | -0.0225 | -0.0225 | -0.0225 | -0.0225 | -0.0225 | -0.0225 | -0.0225 | -0.0225 | -0.0225 | -0.0225 | -0.0225 | 0 | 0 | 0 | 0 | 0
| Grant | Rs Lakhs/MW | -2.6346 | 0 | 0 | 0 | 0 | 0 | -2.6346 | 0 | 0 | 0 | 0 | 0 | 0 | 0 | 0 | 0 | 0 | 0 | 0 | 0 | 0 | 0 | 0 | 0 | 0 | 0 | 0 | 0 | 0 | 0 | 0 | 0 | 0 | 0 | 0 | 0 | 0 | 0 | 0 | 0 | 0 | 0 | 0 | 0 | 0 | 0 | 0 | 0 | 0 | 0 | 0 | 0 | 0 | 0 | 0 | 0 | 0 | 0 | 0 | 0 | 0
| Developer's Contribution | Rs Lakhs/MW | 2.6346 | 0 | 0 | 0 | 0 | 0 | 2.6346 | 0 | 0 | 0 | 0 | 0 | 0 | 0 | 0 | 0 | 0 | 0 | 0 | 0 | 0 | 0 | 0 | 0 | 0 | 0 | 0 | 0 | 0 | 0 | 0 | 0 | 0 | 0 | 0 | 0 | 0 | 0 | 0 | 0 | 0 | 0 | 0 | 0 | 0 | 0 | 0 | 0 | 0 | 0 | 0 | 0 | 0 | 0 | 0 | 0 | 0 | 0 | 0 | 0 | 0
| Bridge Finance - Loan | Rs Lakhs/MW | 0 | 0 | 0 | 0 | 0 | 0 | 0 | 0 | 0 | 0 | 0 | 0 | 0 | 0 | 0 | 0 | 0 | 0 | 0 | 0 | 0 | 0 | 0 | 0 | 0 | 0 | 0 | 0 | 0 | 0 | 0 | 0 | 0 | 0 | 0 | 0 | 0 | 0 | 0 | 0 | 0 | 0 | 0 | 0 | 0 | 0 | 0 | 0 | 0 | 0 | 0 | 0 | 0 | 0 | 0 | 0 | 0 | 0 | 0 | 0 | 0
| Interest on Bridge Loan | Rs Lakhs/MW | 0 | 0 | 0 | 0 | 0 | 0 | 0 | 0 | 0 | 0 | 0 | 0 | 0 | 0 | 0 | 0 | 0 | 0 | 0 | 0 | 0 | 0 | 0 | 0 | 0 | 0 | 0 | 0 | 0 | 0 | 0 | 0 | 0 | 0 | 0 | 0 | 0 | 0 | 0 | 0 | 0 | 0 | 0 | 0 | 0 | 0 | 0 | 0 | 0 | 0 | 0 | 0 | 0 | 0 | 0 | 0 | 0 | 0 | 0 | 0 | 0
| Tax | Rs Lakhs/MW | 0.73171 | 0 | 0 | 0 | 0 | 0 | 0.049383 | 0 | 0.07193 | 0 | 0 | 0 | 0 | 0 | 0 | 0 | 0 | 0.0016245 | 0.001614 | 0.0016199 | 0.001625 | 0.0016302 | 0.0016356 | 0.001641 | 0.0016466 | 0.0016522 | 0.001658 | 0.0016639 | 0.00167 | 0.0016761 | 0.0016824 | 0.0016887 | 0.0016953 | 0.14699 | 0.14561 | 0.14569 | 0.14569 | 0 | 0 | 0 | 0 | 0 | 0 | 0 | 0 | 0 | 0 | 0 | 0 | 0 | 0 | 0 | 0 | 0 | 0 | 0 | 0 | 0 | 0 | 0 | 0
| ROE | Rs Lakhs/MW | 0 | 0 | 0 | 0 | 0 | 0 | 0 | 0 | 0 | 0 | 0 | 0 | 0 | 0 | 0 | 0 | 0 | 0 | 0 | 0 | 0 | 0 | 0 | 0 | 0 | 0 | 0 | 0 | 0 | 0 | 0 | 0 | 0 | 0 | 0 | 0 | 0 | 0 | 0 | 0 | 0 | 0 | 0 | 0 | 0 | 0 | 0 | 0 | 0 | 0 | 0 | 0 | 0 | 0 | 0 | 0 | 0 | 0 | 0 | 0 | 0
| Total | Rs Lakhs/MW | 99.1067 | 0 | 0 | 0 | 0 | 0 | 3.5427 | 1.6402 | 3.6411 | 2.4927 | 2.5194 | 2.495 | 2.4731 | 2.4513 | 2.4298 | 2.4086 | 2.3877 | 2.3687 | 2.3483 | 2.3282 | 2.3084 | 2.289 | 2.2698 | 2.251 | 2.2325 | 2.2143 | 2.1965 | 2.179 | 2.1618 | 2.1451 | 2.1286 | 2.1126 | 2.0969 | 2.2343 | 2.2112 | 2.1972 | 2.1831 | 1.0741 | 1.1835 | 1.2023 | 1.2255 | 1.249 | 1.273 | 1.2975 | 1.3224 | 1.3479 | 1.3738 | 1.4002 | 1.4272 | 1.4547 | 1.4828 | 1.5114 | 1.5406 | 1.5703 | 1.6006 | 1.6316 | 0 | 0 | 0 | 0 | 0
Levelized Cost
| O&M Cost | Rs Lakhs/MW | 0.79778 | 0: 5.4304
| Charges to MPUVNL | Rs Lakhs/MW | 0 | 0: 0
| Repayment | Rs Lakhs/MW | 0.78471 | 0: 4.083
| Interest on Term Loan | Rs Lakhs/MW | 0.7678 | 0: 3.6213
| Interest on WC | Rs Lakhs/MW | 0.020355 | 0: 0.11886
| Margin money requirement | Rs Lakhs/MW | 0.0086385 | 0: 0.039551
| Change in DSRA | Rs Lakhs/MW | 0.091541 | 0: 0.34148
| Interest Income on DSRA | Rs Lakhs/MW | -0.03105 | 0: -0.15276
| BG cost for DSRA | Rs Lakhs/MW | 0 | 0: 0
| Minimum Cash balance | Rs Lakhs/MW | 0.032139 | 0: 0.14929
| Interest on Cash Balance | Rs Lakhs/MW | -0.021054 | 0: -0.12828
| Grant | Rs Lakhs/MW | -0.16935 | 0: -0.78661
| Bridge Finance - Loan | Rs Lakhs/MW | 0 | 0: 0
| Interest on Bridge Loan | Rs Lakhs/MW | 0 | 0: 0
| Tax | Rs Lakhs/MW | 0.0081032 | 0: 0.085214
| ROE | Rs Lakhs/MW | 0 | 0: 0
| Total | Rs Lakhs/MW | 2.459 | 0: 12.8014
TRUE
Tax Computation
| PBT | Rs Cr |  | 0 | 0 | 0 | 0 | 0 | 1.7267 | -9.5549 | 2.515 | -4.1966 | -3.9027 | -3.9155 | -3.9148 | -3.9147 | -3.9145 | -3.9144 | -3.1136 | 0.056802 | 0.056434 | 0.056639 | 0.056817 | 0.057 | 0.057187 | 0.057378 | 0.057572 | 0.057771 | 0.057973 | 0.058179 | 0.05839 | 0.058605 | 0.058824 | 0.059047 | 0.059275 | 5.1394 | 5.0911 | 5.0939 | 5.0941 | -1.5464 | -0.91865 | -0.94119 | -0.93997 | -0.93979 | -0.93955 | -0.93932 | -0.93908 | -0.93884 | -0.93859 | -0.93833 | -0.93807 | -0.93781 | -0.93754 | -0.93726 | -0.93698 | -0.93669 | -0.9364 | -0.9361 | 0 | 0 | 0 | 0 | 0
| Book Depreication | Rs Cr | 202.9313 | 0 | 0 | 0 | 0 | 0 | 9.0822 | 9.0822 | 9.0822 | 9.0822 | 9.0822 | 9.0822 | 9.0822 | 9.0822 | 9.0822 | 9.0822 | 8.2815 | 5.1215 | 5.1215 | 5.1215 | 5.1215 | 5.1215 | 5.1215 | 5.1215 | 5.1215 | 5.1215 | 5.1215 | 5.1215 | 5.1215 | 5.1215 | 5.1215 | 5.1215 | 5.1215 | 0.95146 | 0.95146 | 0.95146 | 0.95146 | 0.95146 | 0.95146 | 0.95146 | 0.95146 | 0.95146 | 0.95146 | 0.95146 | 0.95146 | 0.95146 | 0.95146 | 0.95146 | 0.95146 | 0.95146 | 0.95146 | 0.95146 | 0.95146 | 0.95146 | 0.95146 | 0.95146 | 0 | 0 | 0 | 0 | 0
| Tax Depreciation | Rs Cr | 229.594 | 0 | 0 | 0 | 0 | 0 | 14.6072 | 14.6072 | 14.6072 | 14.6072 | 14.6072 | 14.6072 | 14.6072 | 14.6072 | 14.6072 | 14.6072 | 14.6072 | 14.6072 | 14.6072 | 8.3522 | 5.2247 | 5.2247 | 5.2247 | 5.2247 | 5.2247 | 5.2247 | 2.9843e-14 | 0 | 0 | 0 | 0 | 0 | 0 | 0 | 0 | 0 | 0 | 0 | 0 | 0 | 0 | 0 | 0 | 0 | 0 | 0 | 0 | 0 | 0 | 0 | 0 | 0 | 0 | 0 | 0 | 0 | 0 | 0 | 0 | 0 | 0
| Taxable Income | Rs Cr |  | 0 | 0 | 0 | 0 | 0 | -3.7983 | -15.0799 | -3.01 | -9.7216 | -9.4277 | -9.4404 | -9.4398 | -9.4396 | -9.4395 | -9.4394 | -9.4392 | -9.4289 | -9.4293 | -3.1741 | -0.046356 | -0.046173 | -0.045986 | -0.045795 | -0.045601 | -0.045402 | 5.1795 | 5.1797 | 5.1799 | 5.1801 | 5.1803 | 5.1805 | 5.1808 | 6.0909 | 6.0426 | 6.0454 | 6.0455 | -0.59498 | 0.03281 | 0.010275 | 0.011493 | 0.011675 | 0.011907 | 0.012142 | 0.012382 | 0.012627 | 0.012877 | 0.013131 | 0.013391 | 0.013657 | 0.013927 | 0.014203 | 0.014485 | 0.014772 | 0.015065 | 0.015365 | 0 | 0 | 0 | 0 | 0
Corporate Tax Calculations
Unabsorbed Depreciation + Business Losses
| Opening | Rs Cr |  | 0 | 0 | 0 | 0 | 0 | 0 | 3.7983 | 18.4055 | 21.4155 | 31.137 | 40.5648 | 50.0052 | 59.445 | 68.8846 | 78.3241 | 87.7635 | 97.2027 | 106.6317 | 116.061 | 119.235 | 119.2814 | 119.3275 | 119.3735 | 119.4193 | 119.4649 | 119.5103 | 114.3309 | 109.1512 | 103.9713 | 98.7912 | 93.6109 | 88.4304 | 83.2496 | 77.1588 | 71.1162 | 65.0708 | 59.0253 | 59.0253 | 58.9924 | 58.9822 | 58.9707 | 58.959 | 58.9471 | 58.935 | 58.9226 | 58.9099 | 58.8971 | 58.8839 | 58.8705 | 58.8569 | 58.843 | 58.8288 | 58.8143 | 58.7995 | 58.7844 | 58.7691 | 58.7691 | 58.7691 | 58.7691 | 58.7691
| Addition | Rs Cr |  | 0 | 0 | 0 | 0 | 0 | 3.7983 | 14.6072 | 3.01 | 9.7216 | 9.4277 | 9.4404 | 9.4398 | 9.4396 | 9.4395 | 9.4394 | 9.4392 | 9.4289 | 9.4293 | 3.1741 | 0.046356 | 0.046173 | 0.045986 | 0.045795 | 0.045601 | 0.045402 | 0 | 0 | 0 | 0 | 0 | 0 | 0 | 0 | 0 | 0 | 0 | 0 | 0 | 0 | 0 | 0 | 0 | 0 | 0 | 0 | 0 | 0 | 0 | 0 | 0 | 0 | 0 | 0 | 0 | 0 | 0 | 0 | 0 | 0 | 0
| Set Off | Rs Cr |  | 0 | 0 | 0 | 0 | 0 | 0 | 0 | 0 | 0 | 0 | 0 | 0 | 0 | 0 | 0 | 0 | 0 | 0 | 0 | 0 | 0 | 0 | 0 | 0 | 0 | 5.1795 | 5.1797 | 5.1799 | 5.1801 | 5.1803 | 5.1805 | 5.1808 | 6.0909 | 6.0426 | 6.0454 | 6.0455 | 0 | 0.03281 | 0.010275 | 0.011493 | 0.011675 | 0.011907 | 0.012142 | 0.012382 | 0.012627 | 0.012877 | 0.013131 | 0.013391 | 0.013657 | 0.013927 | 0.014203 | 0.014485 | 0.014772 | 0.015065 | 0.015365 | 0 | 0 | 0 | 0 | 0
| Closing | Rs Cr |  | 0 | 0 | 0 | 0 | 0 | 3.7983 | 18.4055 | 21.4155 | 31.137 | 40.5648 | 50.0052 | 59.445 | 68.8846 | 78.3241 | 87.7635 | 97.2027 | 106.6317 | 116.061 | 119.235 | 119.2814 | 119.3275 | 119.3735 | 119.4193 | 119.4649 | 119.5103 | 114.3309 | 109.1512 | 103.9713 | 98.7912 | 93.6109 | 88.4304 | 83.2496 | 77.1588 | 71.1162 | 65.0708 | 59.0253 | 59.0253 | 58.9924 | 58.9822 | 58.9707 | 58.959 | 58.9471 | 58.935 | 58.9226 | 58.9099 | 58.8971 | 58.8839 | 58.8705 | 58.8569 | 58.843 | 58.8288 | 58.8143 | 58.7995 | 58.7844 | 58.7691 | 58.7691 | 58.7691 | 58.7691 | 58.7691 | 58.7691
| Taxable Income after UD + BL | Rs Cr |  | 0 | 0 | 0 | 0 | 0 | -3.7983 | -15.0799 | -3.01 | -9.7216 | -9.4277 | -9.4404 | -9.4398 | -9.4396 | -9.4395 | -9.4394 | -9.4392 | -9.4289 | -9.4293 | -3.1741 | -0.046356 | -0.046173 | -0.045986 | -0.045795 | -0.045601 | -0.045402 | 0 | 0 | 0 | 0 | 0 | 0 | 0 | 0 | 0 | 0 | 0 | -0.59498 | 0 | 0 | 0 | 0 | 0 | 0 | 0 | 0 | 0 | 0 | 0 | 0 | 0 | 0 | 0 | 0 | 0 | 0 | 0 | 0 | 0 | 0 | 0
| Corporate Tax Rate | % |  | 25.17% | 25.17% | 25.17% | 25.17% | 25.17% | 25.17% | 25.17% | 25.17% | 25.17% | 25.17% | 25.17% | 25.17% | 25.17% | 25.17% | 25.17% | 25.17% | 25.17% | 25.17% | 25.17% | 25.17% | 25.17% | 25.17% | 25.17% | 25.17% | 25.17% | 25.17% | 25.17% | 25.17% | 25.17% | 25.17% | 25.17% | 25.17% | 25.17% | 25.17% | 25.17% | 25.17% | 25.17% | 25.17% | 25.17% | 25.17% | 25.17% | 25.17% | 25.17% | 25.17% | 25.17% | 25.17% | 25.17% | 25.17% | 25.17% | 25.17% | 25.17% | 25.17% | 25.17% | 25.17% | 25.17% | 25.17% | 25.17% | 25.17% | 25.17% | 25.17%
| Corporate Tax | Rs Cr |  | 0 | 0 | 0 | 0 | 0 | 0 | 0 | 0 | 0 | 0 | 0 | 0 | 0 | 0 | 0 | 0 | 0 | 0 | 0 | 0 | 0 | 0 | 0 | 0 | 0 | 0 | 0 | 0 | 0 | 0 | 0 | 0 | 0 | 0 | 0 | 0 | 0 | 0 | 0 | 0 | 0 | 0 | 0 | 0 | 0 | 0 | 0 | 0 | 0 | 0 | 0 | 0 | 0 | 0 | 0 | 0 | 0 | 0 | 0 | 0
MAT Calculations
| Book Profits | Rs Cr |  | 0 | 0 | 0 | 0 | 0 | 1.7267 | -9.5549 | 2.515 | -4.1966 | -3.9027 | -3.9155 | -3.9148 | -3.9147 | -3.9145 | -3.9144 | -3.1136 | 0.056802 | 0.056434 | 0.056639 | 0.056817 | 0.057 | 0.057187 | 0.057378 | 0.057572 | 0.057771 | 0.057973 | 0.058179 | 0.05839 | 0.058605 | 0.058824 | 0.059047 | 0.059275 | 5.1394 | 5.0911 | 5.0939 | 5.0941 | -1.5464 | -0.91865 | -0.94119 | -0.93997 | -0.93979 | -0.93955 | -0.93932 | -0.93908 | -0.93884 | -0.93859 | -0.93833 | -0.93807 | -0.93781 | -0.93754 | -0.93726 | -0.93698 | -0.93669 | -0.9364 | -0.9361 | 0 | 0 | 0 | 0 | 0
| MAT Rate | % |  | 17.16% | 17.16% | 17.16% | 17.16% | 17.16% | 17.16% | 17.16% | 17.16% | 17.16% | 17.16% | 17.16% | 17.16% | 17.16% | 17.16% | 17.16% | 17.16% | 17.16% | 17.16% | 17.16% | 17.16% | 17.16% | 17.16% | 17.16% | 17.16% | 17.16% | 17.16% | 17.16% | 17.16% | 17.16% | 17.16% | 17.16% | 17.16% | 17.16% | 17.16% | 17.16% | 17.16% | 17.16% | 17.16% | 17.16% | 17.16% | 17.16% | 17.16% | 17.16% | 17.16% | 17.16% | 17.16% | 17.16% | 17.16% | 17.16% | 17.16% | 17.16% | 17.16% | 17.16% | 17.16% | 17.16% | 17.16% | 17.16% | 17.16% | 17.16% | 17.16%
| MAT | Rs Cr |  | 0 | 0 | 0 | 0 | 0 | 0.2963 | 0 | 0.43158 | 0 | 0 | 0 | 0 | 0 | 0 | 0 | 0 | 0.0097473 | 0.0096841 | 0.0097193 | 0.0097498 | 0.0097813 | 0.0098133 | 0.009846 | 0.0098794 | 0.0099134 | 0.0099482 | 0.0099836 | 0.01002 | 0.010057 | 0.010094 | 0.010132 | 0.010172 | 0.88192 | 0.87364 | 0.87412 | 0.87414 | 0 | 0 | 0 | 0 | 0 | 0 | 0 | 0 | 0 | 0 | 0 | 0 | 0 | 0 | 0 | 0 | 0 | 0 | 0 | 0 | 0 | 0 | 0 | 0
MAT Credit
| Opening Balance | Rs Cr |  | 0 | 0 | 0 | 0 | 0 | 0 | 0.2963 | 0.2963 | 0.72788 | 0.72788 | 0.72788 | 0.72788 | 0.72788 | 0.72788 | 0.72788 | 0.72788 | 0.72788 | 0.73762 | 0.74731 | 0.75703 | 0.76678 | 0.77656 | 0.78637 | 0.79622 | 0.8061 | 0.81601 | 0.82596 | 0.83594 | 0.84596 | 0.85602 | 0.86611 | 0.87625 | 0.88642 | 1.7683 | 2.642 | 3.5161 | 4.0939 | 4.0939 | 3.6624 | 3.6624 | 3.6624 | 3.6624 | 3.6624 | 3.6624 | 3.6624 | 3.6624 | 3.6624 | 3.6526 | 3.6429 | 3.6332 | 3.6235 | 3.6137 | 3.6039 | 3.594 | 3.5841 | 3.5742 | 3.5742 | 3.5742 | 3.5742 | 3.5742
| Additions | Rs Cr |  | 0 | 0 | 0 | 0 | 0 | 0.2963 | 0 | 0.43158 | 0 | 0 | 0 | 0 | 0 | 0 | 0 | 0 | 0.0097473 | 0.0096841 | 0.0097193 | 0.0097498 | 0.0097813 | 0.0098133 | 0.009846 | 0.0098794 | 0.0099134 | 0.0099482 | 0.0099836 | 0.01002 | 0.010057 | 0.010094 | 0.010132 | 0.010172 | 0.88192 | 0.87364 | 0.87412 | 0.87414 | 0 | 0 | 0 | 0 | 0 | 0 | 0 | 0 | 0 | 0 | 0 | 0 | 0 | 0 | 0 | 0 | 0 | 0 | 0 | 0 | 0 | 0 | 0 | 0
| Used | Rs Cr |  | 0 | 0 | 0 | 0 | 0 | 0 | 0 | 0 | 0 | 0 | 0 | 0 | 0 | 0 | 0 | 0 | 0 | 0 | 0 | 0 | 0 | 0 | 0 | 0 | 0 | 0 | 0 | 0 | 0 | 0 | 0 | 0 | 0 | 0 | 0 | 0 | 0 | 0 | 0 | 0 | 0 | 0 | 0 | 0 | 0 | 0 | 0 | 0 | 0 | 0 | 0 | 0 | 0 | 0 | 0 | 0 | 0 | 0 | 0 | 0
| Expired | Rs Cr |  | 0 | 0 | 0 | 0 | 0 | 0 | 0 | 0 | 0 | 0 | 0 | 0 | 0 | 0 | 0 | 0 | 0 | 0 | 0 | 0 | 0 | 0 | 0 | 0 | 0 | 0 | 0 | 0 | 0 | 0 | 0 | 0 | 0 | 0 | 0 | 0.2963 | 0 | 0.43158 | 0 | 0 | 0 | 0 | 0 | 0 | 0 | 0 | 0.0097473 | 0.0096841 | 0.0097193 | 0.0097498 | 0.0097813 | 0.0098133 | 0.009846 | 0.0098794 | 0.0099134 | 0 | 0 | 0 | 0 | 0
| Closing Balance | Rs Cr |  | 0 | 0 | 0 | 0 | 0 | 0.2963 | 0.2963 | 0.72788 | 0.72788 | 0.72788 | 0.72788 | 0.72788 | 0.72788 | 0.72788 | 0.72788 | 0.72788 | 0.73762 | 0.74731 | 0.75703 | 0.76678 | 0.77656 | 0.78637 | 0.79622 | 0.8061 | 0.81601 | 0.82596 | 0.83594 | 0.84596 | 0.85602 | 0.86611 | 0.87625 | 0.88642 | 1.7683 | 2.642 | 3.5161 | 4.0939 | 4.0939 | 3.6624 | 3.6624 | 3.6624 | 3.6624 | 3.6624 | 3.6624 | 3.6624 | 3.6624 | 3.6624 | 3.6526 | 3.6429 | 3.6332 | 3.6235 | 3.6137 | 3.6039 | 3.594 | 3.5841 | 3.5742 | 3.5742 | 3.5742 | 3.5742 | 3.5742 | 3.5742
Tax Payable
| MAT payable | Rs Cr |  | 0 | 0 | 0 | 0 | 0 | 0.2963 | 0 | 0.43158 | 0 | 0 | 0 | 0 | 0 | 0 | 0 | 0 | 0.0097473 | 0.0096841 | 0.0097193 | 0.0097498 | 0.0097813 | 0.0098133 | 0.009846 | 0.0098794 | 0.0099134 | 0.0099482 | 0.0099836 | 0.01002 | 0.010057 | 0.010094 | 0.010132 | 0.010172 | 0.88192 | 0.87364 | 0.87412 | 0.87414 | 0 | 0 | 0 | 0 | 0 | 0 | 0 | 0 | 0 | 0 | 0 | 0 | 0 | 0 | 0 | 0 | 0 | 0 | 0 | 0 | 0 | 0 | 0 | 0
| Corporate Tax Payable | Rs Cr |  | 0 | 0 | 0 | 0 | 0 | 0 | 0 | 0 | 0 | 0 | 0 | 0 | 0 | 0 | 0 | 0 | 0 | 0 | 0 | 0 | 0 | 0 | 0 | 0 | 0 | 0 | 0 | 0 | 0 | 0 | 0 | 0 | 0 | 0 | 0 | 0 | 0 | 0 | 0 | 0 | 0 | 0 | 0 | 0 | 0 | 0 | 0 | 0 | 0 | 0 | 0 | 0 | 0 | 0 | 0 | 0 | 0 | 0 | 0 | 0
| MAT Credit offset | Rs Cr |  | 0 | 0 | 0 | 0 | 0 | 0 | 0 | 0 | 0 | 0 | 0 | 0 | 0 | 0 | 0 | 0 | 0 | 0 | 0 | 0 | 0 | 0 | 0 | 0 | 0 | 0 | 0 | 0 | 0 | 0 | 0 | 0 | 0 | 0 | 0 | 0 | 0 | 0 | 0 | 0 | 0 | 0 | 0 | 0 | 0 | 0 | 0 | 0 | 0 | 0 | 0 | 0 | 0 | 0 | 0 | 0 | 0 | 0 | 0 | 0
| Effective Tax Payable | Rs Cr |  | 0 | 0 | 0 | 0 | 0 | 0.2963 | 0 | 0.43158 | 0 | 0 | 0 | 0 | 0 | 0 | 0 | 0 | 0.0097473 | 0.0096841 | 0.0097193 | 0.0097498 | 0.0097813 | 0.0098133 | 0.009846 | 0.0098794 | 0.0099134 | 0.0099482 | 0.0099836 | 0.01002 | 0.010057 | 0.010094 | 0.010132 | 0.010172 | 0.88192 | 0.87364 | 0.87412 | 0.87414 | 0 | 0 | 0 | 0 | 0 | 0 | 0 | 0 | 0 | 0 | 0 | 0 | 0 | 0 | 0 | 0 | 0 | 0 | 0 | 0 | 0 | 0 | 0 | 0
| Effective Tax rate | % |  | 0% | 0% | 0% | 0% | 0% | 17.16% | 0% | 17.16% | 0% | 0% | 0% | 0% | 0% | 0% | 0% | 0% | 17.16% | 17.16% | 17.16% | 17.16% | 17.16% | 17.16% | 17.16% | 17.16% | 17.16% | 17.16% | 17.16% | 17.16% | 17.16% | 17.16% | 17.16% | 17.16% | 17.16% | 17.16% | 17.16% | 17.16% | 0% | 0% | 0% | 0% | 0% | 0% | 0% | 0% | 0% | 0% | 0% | 0% | 0% | 0% | 0% | 0% | 0% | 0% | 0% | 0% | 0% | 0% | 0% | 0%

## Statements
| Particulars | Units | 2021 | 2022 | 2022 | 2023 | 2023 | 2024 | 2024 | 2025 | 2025 | 2026 | 2026 | 2027 | 2027 | 2028 | 2028 | 2029 | 2029 | 2030 | 2030 | 2031 | 2031 | 2032 | 2032 | 2033 | 2033 | 2034 | 2034 | 2035 | 2035 | 2036 | 2036 | 2037 | 2037 | 2038 | 2038 | 2039 | 2039 | 2040 | 2040 | 2041 | 2041 | 2042 | 2042 | 2043 | 2043 | 2044 | 2044 | 2045 | 2045 | 2046 | 2046 | 2047 | 2047 | 2048 | 2048 | 2049 | 2049 | 2050 | 2050 | 2051 | 2051
 | time axis 2021-03-31 to 2051-03-31
| Financial Year |  | 2021-03-31 | 2022-03-31 | 2022-03-31 | 2023-03-31 | 2023-03-31 | 2024-03-31 | 2024-03-31 | 2025-03-31 | 2025-03-31 | 2026-03-31 | 2026-03-31 | 2027-03-31 | 2027-03-31 | 2028-03-31 | 2028-03-31 | 2029-03-31 | 2029-03-31 | 2030-03-31 | 2030-03-31 | 2031-03-31 | 2031-03-31 | 2032-03-31 | 2032-03-31 | 2033-03-31 | 2033-03-31 | 2034-03-31 | 2034-03-31 | 2035-03-31 | 2035-03-31 | 2036-03-31 | 2036-03-31 | 2037-03-31 | 2037-03-31 | 2038-03-31 | 2038-03-31 | 2039-03-31 | 2039-03-31 | 2040-03-31 | 2040-03-31 | 2041-03-31 | 2041-03-31 | 2042-03-31 | 2042-03-31 | 2043-03-31 | 2043-03-31 | 2044-03-31 | 2044-03-31 | 2045-03-31 | 2045-03-31 | 2046-03-31 | 2046-03-31 | 2047-03-31 | 2047-03-31 | 2048-03-31 | 2048-03-31 | 2049-03-31 | 2049-03-31 | 2050-03-31 | 2050-03-31 | 2051-03-31 | 2051-03-31
Financial Statements & IRR
P&L Account
| Revenue | Rs Cr |  | 0 | 0 | 0 | 0 | 0 | 21.2565 | 9.841 | 21.8465 | 14.9559 | 15.1164 | 14.9699 | 14.8384 | 14.7079 | 14.5789 | 14.4517 | 14.3261 | 14.2124 | 14.0897 | 13.9693 | 13.8507 | 13.7339 | 13.619 | 13.506 | 13.395 | 13.2859 | 13.1789 | 13.074 | 12.9711 | 12.8704 | 12.7719 | 12.6756 | 12.5816 | 13.4055 | 13.2674 | 13.1832 | 13.0986 | 6.4448 | 7.101 | 7.2138 | 7.3532 | 7.4943 | 7.6382 | 7.7849 | 7.9345 | 8.0871 | 8.2428 | 8.4014 | 8.5633 | 8.7283 | 8.8966 | 9.0683 | 9.2433 | 9.4218 | 9.6039 | 9.7896 | 0 | 0 | 0 | 0 | 0
| Expenditure | Rs Cr
| O&M Cost | 321.2372 |  | 0 | 0 | 0 | 0 | 0 | 3.9571 | 4.0291 | 4.1025 | 4.1772 | 4.2535 | 4.3312 | 4.4104 | 4.4912 | 4.5735 | 4.6575 | 4.7431 | 4.8303 | 4.9193 | 5.01 | 5.1025 | 5.1968 | 5.2929 | 5.3909 | 5.4908 | 5.5927 | 5.6966 | 5.8025 | 5.9105 | 6.0206 | 6.1329 | 6.2474 | 6.3641 | 6.4832 | 6.6045 | 6.7283 | 6.8545 | 6.9832 | 7.1144 | 7.2482 | 7.3846 | 7.5237 | 7.6656 | 7.8103 | 7.9578 | 8.1083 | 8.2617 | 8.4182 | 8.5778 | 8.7405 | 8.9064 | 9.0757 | 9.2482 | 9.4243 | 9.6038 | 9.7868 | 0 | 0 | 0 | 0 | 0
| Charges to MPUVNL | 0 |  | 0 | 0 | 0 | 0 | 0 | 0 | 0 | 0 | 0 | 0 | 0 | 0 | 0 | 0 | 0 | 0 | 0 | 0 | 0 | 0 | 0 | 0 | 0 | 0 | 0 | 0 | 0 | 0 | 0 | 0 | 0 | 0 | 0 | 0 | 0 | 0 | 0 | 0 | 0 | 0 | 0 | 0 | 0 | 0 | 0 | 0 | 0 | 0 | 0 | 0 | 0 | 0 | 0 | 0 | 0 | 0 | 0 | 0 | 0 | 0
| PBITDA | Rs Cr |  | 0 | 0 | 0 | 0 | 0 | 17.2993 | 5.8119 | 17.744 | 10.7787 | 10.8629 | 10.6387 | 10.428 | 10.2167 | 10.0054 | 9.7942 | 9.583 | 9.382 | 9.1704 | 8.9593 | 8.7482 | 8.5372 | 8.3261 | 8.1151 | 7.9042 | 7.6932 | 7.4823 | 7.2714 | 7.0606 | 6.8498 | 6.639 | 6.4282 | 6.2175 | 6.9224 | 6.6629 | 6.4549 | 6.2442 | -0.53836 | -0.013344 | -0.034337 | -0.031396 | -0.029463 | -0.027444 | -0.025388 | -0.02329 | -0.021152 | -0.01897 | -0.016746 | -0.014477 | -0.012164 | -0.0098039 | -0.0073973 | -0.004943 | -0.0024398 | 0.00011321 | 0.002717 | 0 | 0 | 0 | 0 | 0
| Depreciation | 202.9313 |  | 0 | 0 | 0 | 0 | 0 | 9.0822 | 9.0822 | 9.0822 | 9.0822 | 9.0822 | 9.0822 | 9.0822 | 9.0822 | 9.0822 | 9.0822 | 8.2815 | 5.1215 | 5.1215 | 5.1215 | 5.1215 | 5.1215 | 5.1215 | 5.1215 | 5.1215 | 5.1215 | 5.1215 | 5.1215 | 5.1215 | 5.1215 | 5.1215 | 5.1215 | 5.1215 | 0.95146 | 0.95146 | 0.95146 | 0.95146 | 0.95146 | 0.95146 | 0.95146 | 0.95146 | 0.95146 | 0.95146 | 0.95146 | 0.95146 | 0.95146 | 0.95146 | 0.95146 | 0.95146 | 0.95146 | 0.95146 | 0.95146 | 0.95146 | 0.95146 | 0.95146 | 0.95146 | 0 | 0 | 0 | 0 | 0
| PBIT | Rs Cr |  | 0 | 0 | 0 | 0 | 0 | 8.2171 | -3.2704 | 8.6618 | 1.6965 | 1.7807 | 1.5565 | 1.3457 | 1.1344 | 0.92318 | 0.71195 | 1.3014 | 4.2605 | 4.0489 | 3.8378 | 3.6267 | 3.4157 | 3.2046 | 2.9936 | 2.7827 | 2.5717 | 2.3608 | 2.1499 | 1.9391 | 1.7283 | 1.5175 | 1.3067 | 1.096 | 5.9709 | 5.7114 | 5.5034 | 5.2927 | -1.4898 | -0.96481 | -0.9858 | -0.98286 | -0.98092 | -0.97891 | -0.97685 | -0.97475 | -0.97261 | -0.97043 | -0.96821 | -0.96594 | -0.96363 | -0.96127 | -0.95886 | -0.95641 | -0.9539 | -0.95135 | -0.94875 | 0 | 0 | 0 | 0 | 0
| Interest on Loan | 109.8549 |  | 0 | 0 | 0 | 0 | 0 | 6.4621 | 6.4621 | 6.3544 | 6.139 | 5.9236 | 5.7081 | 5.4927 | 5.2773 | 5.0619 | 4.8465 | 4.6311 | 4.4157 | 4.2003 | 3.9849 | 3.7695 | 3.5541 | 3.3387 | 3.1233 | 2.9079 | 2.6925 | 2.4771 | 2.2617 | 2.0463 | 1.8309 | 1.6155 | 1.4001 | 1.1847 | 0.96931 | 0.75391 | 0.5385 | 0.3231 | 0.1077 | 0 | 0 | 0 | 0 | 0 | 0 | 0 | 0 | 0 | 0 | 0 | 0 | 0 | 0 | 0 | 0 | 0 | 0 | 0 | 0 | 0 | 0 | 0
| Interest on WC Loan | 5.7242 |  | 0 | 0 | 0 | 0 | 0 | 0.15759 | 0.086688 | 0.16218 | 0.11958 | 0.12106 | 0.12063 | 0.1203 | 0.11999 | 0.1197 | 0.11943 | 0.11918 | 0.11902 | 0.11881 | 0.11862 | 0.11846 | 0.11832 | 0.1182 | 0.11811 | 0.11804 | 0.11799 | 0.11797 | 0.11798 | 0.11801 | 0.11807 | 0.11815 | 0.11827 | 0.11841 | 0.1243 | 0.1242 | 0.12445 | 0.12471 | 0.083925 | 0.088846 | 0.090388 | 0.092111 | 0.093863 | 0.095649 | 0.09747 | 0.099327 | 0.10122 | 0.10315 | 0.10512 | 0.10713 | 0.10918 | 0.11127 | 0.1134 | 0.11557 | 0.11779 | 0.12005 | 0.12235 | 0 | 0 | 0 | 0 | 0
| Interest on Cash Deficit Loan | 8.717e-14 |  | 0 | 0 | 0 | 0 | 0 | 0 | 1.5987e-16 | 1.5987e-16 | 1.7986e-16 | 1.7986e-16 | 1.7986e-16 | 1.7986e-16 | 2.9976e-16 | 3.9968e-16 | 3.9968e-16 | 4.3965e-16 | 4.3965e-16 | 5.1958e-16 | 6.5947e-16 | 6.5947e-16 | 6.5947e-16 | 7.1942e-16 | 7.5939e-16 | 8.793e-16 | 9.1926e-16 | 9.1926e-16 | 9.992e-16 | 1.0392e-15 | 1.0392e-15 | 1.239e-15 | 1.3789e-15 | 1.6787e-15 | 1.6787e-15 | 1.8785e-15 | 1.9584e-15 | 2.0384e-15 | 2.2182e-15 | 2.3181e-15 | 2.3781e-15 | 2.478e-15 | 2.558e-15 | 2.6579e-15 | 2.7978e-15 | 2.9377e-15 | 3.0775e-15 | 3.3173e-15 | 3.3573e-15 | 3.4772e-15 | 3.6371e-15 | 3.757e-15 | 3.9568e-15 | 4.1167e-15 | 4.3165e-15 | 4.4964e-15 | 4.6763e-15 | 0 | 0 | 0 | 0 | 0
| Interest on Cash Balance | 6.615 |  | 0 | 0 | 0 | 0 | 0 | 0 | 0.135 | 0.135 | 0.135 | 0.135 | 0.135 | 0.135 | 0.135 | 0.135 | 0.135 | 0.135 | 0.135 | 0.135 | 0.135 | 0.135 | 0.135 | 0.135 | 0.135 | 0.135 | 0.135 | 0.135 | 0.135 | 0.135 | 0.135 | 0.135 | 0.135 | 0.135 | 0.135 | 0.135 | 0.135 | 0.135 | 0.135 | 0.135 | 0.135 | 0.135 | 0.135 | 0.135 | 0.135 | 0.135 | 0.135 | 0.135 | 0.135 | 0.135 | 0.135 | 0.135 | 0.135 | 0.135 | 0.135 | 0.135 | 0.135 | 0 | 0 | 0 | 0 | 0
| Interest on Bridge Loan | 0 |  | 0 | 0 | 0 | 0 | 0 | 0 | 0 | 0 | 0 | 0 | 0 | 0 | 0 | 0 | 0 | 0 | 0 | 0 | 0 | 0 | 0 | 0 | 0 | 0 | 0 | 0 | 0 | 0 | 0 | 0 | 0 | 0 | 0 | 0 | 0 | 0 | 0 | 0 | 0 | 0 | 0 | 0 | 0 | 0 | 0 | 0 | 0 | 0 | 0 | 0 | 0 | 0 | 0 | 0 | 0 | 0 | 0 | 0 | 0 | 0
| Interest Income on DSRA | 5.3183 |  | 0 | 0 | 0 | 0 | 0 | 0.12924 | 0.12924 | 0.23479 | 0.23048 | 0.22617 | 0.22186 | 0.21756 | 0.21325 | 0.20894 | 0.20463 | 0.20032 | 0.19602 | 0.19171 | 0.1874 | 0.18309 | 0.17878 | 0.17448 | 0.17017 | 0.16586 | 0.16155 | 0.15724 | 0.15294 | 0.14863 | 0.14432 | 0.14001 | 0.1357 | 0.1314 | 0.12709 | 0.12278 | 0.11847 | 0.11416 | 0 | 0 | 0 | 0 | 0 | 0 | 0 | 0 | 0 | 0 | 0 | 0 | 0 | 0 | 0 | 0 | 0 | 0 | 0 | 0 | 0 | 0 | 0 | 0
| BG Cost on DSRA | 0 |  | 0 | 0 | 0 | 0 | 0 | 0 | 0 | 0 | 0 | 0 | 0 | 0 | 0 | 0 | 0 | 0 | 0 | 0 | 0 | 0 | 0 | 0 | 0 | 0 | 0 | 0 | 0 | 0 | 0 | 0 | 0 | 0 | 0 | 0 | 0 | 0 | 0 | 0 | 0 | 0 | 0 | 0 | 0 | 0 | 0 | 0 | 0 | 0 | 0 | 0 | 0 | 0 | 0 | 0 | 0 | 0 | 0 | 0 | 0 | 0
| Profits Before Tax (PBT) | -33.174 |  | 0 | 0 | 0 | 0 | 0 | 1.7267 | -9.5549 | 2.515 | -4.1966 | -3.9027 | -3.9155 | -3.9148 | -3.9147 | -3.9145 | -3.9144 | -3.1136 | 0.056802 | 0.056434 | 0.056639 | 0.056817 | 0.057 | 0.057187 | 0.057378 | 0.057572 | 0.057771 | 0.057973 | 0.058179 | 0.05839 | 0.058605 | 0.058824 | 0.059047 | 0.059275 | 5.1394 | 5.0911 | 5.0939 | 5.0941 | -1.5464 | -0.91865 | -0.94119 | -0.93997 | -0.93979 | -0.93955 | -0.93932 | -0.93908 | -0.93884 | -0.93859 | -0.93833 | -0.93807 | -0.93781 | -0.93754 | -0.93726 | -0.93698 | -0.93669 | -0.9364 | -0.9361 | 0 | 0 | 0 | 0 | 0
| Tax | 4.3902 |  | 0 | 0 | 0 | 0 | 0 | 0.2963 | 0 | 0.43158 | 0 | 0 | 0 | 0 | 0 | 0 | 0 | 0 | 0.0097473 | 0.0096841 | 0.0097193 | 0.0097498 | 0.0097813 | 0.0098133 | 0.009846 | 0.0098794 | 0.0099134 | 0.0099482 | 0.0099836 | 0.01002 | 0.010057 | 0.010094 | 0.010132 | 0.010172 | 0.88192 | 0.87364 | 0.87412 | 0.87414 | 0 | 0 | 0 | 0 | 0 | 0 | 0 | 0 | 0 | 0 | 0 | 0 | 0 | 0 | 0 | 0 | 0 | 0 | 0 | 0 | 0 | 0 | 0 | 0
| Profits After Tax (PAT) | -37.5642 |  | 0 | 0 | 0 | 0 | 0 | 1.4304 | -9.5549 | 2.0834 | -4.1966 | -3.9027 | -3.9155 | -3.9148 | -3.9147 | -3.9145 | -3.9144 | -3.1136 | 0.047055 | 0.04675 | 0.04692 | 0.047067 | 0.047219 | 0.047374 | 0.047532 | 0.047693 | 0.047857 | 0.048025 | 0.048196 | 0.04837 | 0.048548 | 0.04873 | 0.048915 | 0.049103 | 4.2575 | 4.2175 | 4.2198 | 4.2199 | -1.5464 | -0.91865 | -0.94119 | -0.93997 | -0.93979 | -0.93955 | -0.93932 | -0.93908 | -0.93884 | -0.93859 | -0.93833 | -0.93807 | -0.93781 | -0.93754 | -0.93726 | -0.93698 | -0.93669 | -0.9364 | -0.9361 | 0 | 0 | 0 | 0 | 0
Cash flow statement
| Revenue | Rs Cr |  | 0 | 0 | 0 | 0 | 0 | 21.2565 | 9.841 | 21.8465 | 14.9559 | 15.1164 | 14.9699 | 14.8384 | 14.7079 | 14.5789 | 14.4517 | 14.3261 | 14.2124 | 14.0897 | 13.9693 | 13.8507 | 13.7339 | 13.619 | 13.506 | 13.395 | 13.2859 | 13.1789 | 13.074 | 12.9711 | 12.8704 | 12.7719 | 12.6756 | 12.5816 | 13.4055 | 13.2674 | 13.1832 | 13.0986 | 6.4448 | 7.101 | 7.2138 | 7.3532 | 7.4943 | 7.6382 | 7.7849 | 7.9345 | 8.0871 | 8.2428 | 8.4014 | 8.5633 | 8.7283 | 8.8966 | 9.0683 | 9.2433 | 9.4218 | 9.6039 | 9.7896 | 0 | 0 | 0 | 0 | 0
| O&M Cost | Rs Cr |  | 0 | 0 | 0 | 0 | 0 | -3.9571 | -4.0291 | -4.1025 | -4.1772 | -4.2535 | -4.3312 | -4.4104 | -4.4912 | -4.5735 | -4.6575 | -4.7431 | -4.8303 | -4.9193 | -5.01 | -5.1025 | -5.1968 | -5.2929 | -5.3909 | -5.4908 | -5.5927 | -5.6966 | -5.8025 | -5.9105 | -6.0206 | -6.1329 | -6.2474 | -6.3641 | -6.4832 | -6.6045 | -6.7283 | -6.8545 | -6.9832 | -7.1144 | -7.2482 | -7.3846 | -7.5237 | -7.6656 | -7.8103 | -7.9578 | -8.1083 | -8.2617 | -8.4182 | -8.5778 | -8.7405 | -8.9064 | -9.0757 | -9.2482 | -9.4243 | -9.6038 | -9.7868 | 0 | 0 | 0 | 0 | 0
| Charges to MPUVNL | Rs Cr |  | 0 | 0 | 0 | 0 | 0 | 0 | 0 | 0 | 0 | 0 | 0 | 0 | 0 | 0 | 0 | 0 | 0 | 0 | 0 | 0 | 0 | 0 | 0 | 0 | 0 | 0 | 0 | 0 | 0 | 0 | 0 | 0 | 0 | 0 | 0 | 0 | 0 | 0 | 0 | 0 | 0 | 0 | 0 | 0 | 0 | 0 | 0 | 0 | 0 | 0 | 0 | 0 | 0 | 0 | 0 | 0 | 0 | 0 | 0 | 0
| Taxes | Rs Cr |  | 0 | 0 | 0 | 0 | 0 | -0.2963 | 0 | -0.43158 | 0 | 0 | 0 | 0 | 0 | 0 | 0 | 0 | -0.0097473 | -0.0096841 | -0.0097193 | -0.0097498 | -0.0097813 | -0.0098133 | -0.009846 | -0.0098794 | -0.0099134 | -0.0099482 | -0.0099836 | -0.01002 | -0.010057 | -0.010094 | -0.010132 | -0.010172 | -0.88192 | -0.87364 | -0.87412 | -0.87414 | 0 | 0 | 0 | 0 | 0 | 0 | 0 | 0 | 0 | 0 | 0 | 0 | 0 | 0 | 0 | 0 | 0 | 0 | 0 | 0 | 0 | 0 | 0 | 0
| Interest on Cash Balance | Rs Cr |  | 0 | 0 | 0 | 0 | 0 | 0 | 0.135 | 0.135 | 0.135 | 0.135 | 0.135 | 0.135 | 0.135 | 0.135 | 0.135 | 0.135 | 0.135 | 0.135 | 0.135 | 0.135 | 0.135 | 0.135 | 0.135 | 0.135 | 0.135 | 0.135 | 0.135 | 0.135 | 0.135 | 0.135 | 0.135 | 0.135 | 0.135 | 0.135 | 0.135 | 0.135 | 0.135 | 0.135 | 0.135 | 0.135 | 0.135 | 0.135 | 0.135 | 0.135 | 0.135 | 0.135 | 0.135 | 0.135 | 0.135 | 0.135 | 0.135 | 0.135 | 0.135 | 0.135 | 0.135 | 0 | 0 | 0 | 0 | 0
| Change in DSRA | Rs Cr |  | 0 | 0 | 0 | 0 | 0 | -6.4621 | 0 | -5.2773 | 0.2154 | 0.2154 | 0.2154 | 0.2154 | 0.2154 | 0.2154 | 0.2154 | 0.2154 | 0.2154 | 0.2154 | 0.2154 | 0.2154 | 0.2154 | 0.2154 | 0.2154 | 0.2154 | 0.2154 | 0.2154 | 0.2154 | 0.2154 | 0.2154 | 0.2154 | 0.2154 | 0.2154 | 0.2154 | 0.2154 | 0.2154 | 0.2154 | 5.7081 | 0 | 0 | 0 | 0 | 0 | 0 | 0 | 0 | 0 | 0 | 0 | 0 | 0 | 0 | 0 | 0 | 0 | 0 | 0 | 0 | 0 | 0 | 0
| Interest Income on DSRA | Rs Cr |  | 0 | 0 | 0 | 0 | 0 | 0.12924 | 0.12924 | 0.23479 | 0.23048 | 0.22617 | 0.22186 | 0.21756 | 0.21325 | 0.20894 | 0.20463 | 0.20032 | 0.19602 | 0.19171 | 0.1874 | 0.18309 | 0.17878 | 0.17448 | 0.17017 | 0.16586 | 0.16155 | 0.15724 | 0.15294 | 0.14863 | 0.14432 | 0.14001 | 0.1357 | 0.1314 | 0.12709 | 0.12278 | 0.11847 | 0.11416 | 0 | 0 | 0 | 0 | 0 | 0 | 0 | 0 | 0 | 0 | 0 | 0 | 0 | 0 | 0 | 0 | 0 | 0 | 0 | 0 | 0 | 0 | 0 | 0
| BG Cost on DSRA | Rs Cr |  | 0 | 0 | 0 | 0 | 0 | 0 | 0 | 0 | 0 | 0 | 0 | 0 | 0 | 0 | 0 | 0 | 0 | 0 | 0 | 0 | 0 | 0 | 0 | 0 | 0 | 0 | 0 | 0 | 0 | 0 | 0 | 0 | 0 | 0 | 0 | 0 | 0 | 0 | 0 | 0 | 0 | 0 | 0 | 0 | 0 | 0 | 0 | 0 | 0 | 0 | 0 | 0 | 0 | 0 | 0 | 0 | 0 | 0 | 0 | 0
| Change in WC | Rs Cr |  | 0 | 0 | 0 | 0 | 0 | -4.2023 | 1.8906 | -2.0131 | 1.136 | -0.039451 | 0.01147 | 0.0087117 | 0.0082921 | 0.0077593 | 0.0072205 | 0.0066707 | 0.0044036 | 0.0056237 | 0.0049447 | 0.0043546 | 0.0037472 | 0.003128 | 0.0024963 | 0.001852 | 0.0011948 | 0.00052442 | -0.00015943 | -0.00085701 | -0.0015686 | -0.0022945 | -0.0030349 | -0.0037903 | -0.15716 | 0.0027884 | -0.0065825 | -0.0069437 | 1.0875 | -0.13124 | -0.041101 | -0.04597 | -0.046699 | -0.047629 | -0.048569 | -0.049529 | -0.050508 | -0.051507 | -0.052526 | -0.053566 | -0.054626 | -0.055709 | -0.056813 | -0.057939 | -0.059089 | -0.060262 | -0.061458 | 0 | 0 | 0 | 0 | 0
| Cash Flow from Operating Activities | Rs Cr |  | 0 | 0 | 0 | 0 | 0 | 6.4679 | 7.9667 | 10.3917 | 12.4955 | 11.4001 | 11.2224 | 11.0046 | 10.7886 | 10.5725 | 10.3564 | 10.1404 | 9.9231 | 9.7084 | 9.4923 | 9.2763 | 9.0603 | 8.8443 | 8.6284 | 8.4124 | 8.1965 | 7.9805 | 7.7646 | 7.5487 | 7.3329 | 7.117 | 6.9012 | 6.6853 | 6.3608 | 6.2652 | 6.0431 | 5.8276 | 6.3923 | -0.0095843 | 0.059562 | 0.057634 | 0.058838 | 0.059927 | 0.061043 | 0.062181 | 0.06334 | 0.064523 | 0.065728 | 0.066957 | 0.06821 | 0.069487 | 0.07079 | 0.072118 | 0.073471 | 0.074852 | 0.076259 | 0 | 0 | 0 | 0 | 0
| Capital Expenditure | Rs Cr |  | 0 | 0 | -83.3756 | -140.939 | -105.3821 | 0 | 0 | 0 | 0 | 0 | 0 | 0 | 0 | 0 | 0 | 0 | 0 | 0 | 0 | 0 | 0 | 0 | 0 | 0 | 0 | 0 | 0 | 0 | 0 | 0 | 0 | 0 | 0 | 0 | 0 | 0 | 0 | 0 | 0 | 0 | 0 | 0 | 0 | 0 | 0 | 0 | 0 | 0 | 0 | 0 | 0 | 0 | 0 | 0 | 0 | 0 | 0 | 0 | 0 | 0
| Cash Flow from Investing Activities | Rs Cr |  | 0 | 0 | -83.3756 | -140.939 | -105.3821 | 0 | 0 | 0 | 0 | 0 | 0 | 0 | 0 | 0 | 0 | 0 | 0 | 0 | 0 | 0 | 0 | 0 | 0 | 0 | 0 | 0 | 0 | 0 | 0 | 0 | 0 | 0 | 0 | 0 | 0 | 0 | 0 | 0 | 0 | 0 | 0 | 0 | 0 | 0 | 0 | 0 | 0 | 0 | 0 | 0 | 0 | 0 | 0 | 0 | 0 | 0 | 0 | 0 | 0 | 0
161.5514 | Commerical Loan 1 - Additions | Rs Cr |  | 0 | 0 | 40.854 | 69.0601 | 51.6372 | 0 | 0 | 0 | 0 | 0 | 0 | 0 | 0 | 0 | 0 | 0 | 0 | 0 | 0 | 0 | 0 | 0 | 0 | 0 | 0 | 0 | 0 | 0 | 0 | 0 | 0 | 0 | 0 | 0 | 0 | 0 | 0 | 0 | 0 | 0 | 0 | 0 | 0 | 0 | 0 | 0 | 0 | 0 | 0 | 0 | 0 | 0 | 0 | 0 | 0 | 0 | 0 | 0 | 0 | 0
0 | Commercial Loan 2 - Additions | Rs Cr |  | 0 | 0 | 0 | 0 | 0 | 0 | 0 | 0 | 0 | 0 | 0 | 0 | 0 | 0 | 0 | 0 | 0 | 0 | 0 | 0 | 0 | 0 | 0 | 0 | 0 | 0 | 0 | 0 | 0 | 0 | 0 | 0 | 0 | 0 | 0 | 0 | 0 | 0 | 0 | 0 | 0 | 0 | 0 | 0 | 0 | 0 | 0 | 0 | 0 | 0 | 0 | 0 | 0 | 0 | 0 | 0 | 0 | 0 | 0 | 0
98.909 | Grant | Rs Cr |  | 0 | 0 | 21.7507 | 47.6462 | 13.7049 | 15.8073 | 0 | 0 | 0 | 0 | 0 | 0 | 0 | 0 | 0 | 0 | 0 | 0 | 0 | 0 | 0 | 0 | 0 | 0 | 0 | 0 | 0 | 0 | 0 | 0 | 0 | 0 | 0 | 0 | 0 | 0 | 0 | 0 | 0 | 0 | 0 | 0 | 0 | 0 | 0 | 0 | 0 | 0 | 0 | 0 | 0 | 0 | 0 | 0 | 0 | 0 | 0 | 0 | 0 | 0
0 | Equity | Rs Cr |  | 0 | 0 | 0 | 0 | 0 | 0 | 0 | 0 | 0 | 0 | 0 | 0 | 0 | 0 | 0 | 0 | 0 | 0 | 0 | 0 | 0 | 0 | 0 | 0 | 0 | 0 | 0 | 0 | 0 | 0 | 0 | 0 | 0 | 0 | 0 | 0 | 0 | 0 | 0 | 0 | 0 | 0 | 0 | 0 | 0 | 0 | 0 | 0 | 0 | 0 | 0 | 0 | 0 | 0 | 0 | 0 | 0 | 0 | 0 | 0
69.2363 | Upfront Contribution from Developer |  |  | 0 | 0 | 20.7709 | 24.2327 | 40.04 | -15.8073 | 0 | 0 | 0 | 0 | 0 | 0 | 0 | 0 | 0 | 0 | 0 | 0 | 0 | 0 | 0 | 0 | 0 | 0 | 0 | 0 | 0 | 0 | 0 | 0 | 0 | 0 | 0 | 0 | 0 | 0 | 0 | 0 | 0 | 0 | 0 | 0 | 0 | 0 | 0 | 0 | 0 | 0 | 0 | 0 | 0 | 0 | 0 | 0 | 0 | 0 | 0 | 0 | 0 | 0
1.0836e-13 | Cash Deficit Loan | Rs Cr |  | 0 | 0 | 0 | 0 | 0 | 3.5527e-15 | 0 | 4.4409e-16 | 0 | 0 | 0 | 2.6645e-15 | 2.2204e-15 | 0 | 8.8818e-16 | 0 | 1.7764e-15 | 3.1086e-15 | 0 | 0 | 1.3323e-15 | 8.8818e-16 | 2.6645e-15 | 8.8818e-16 | 0 | 1.7764e-15 | 8.8818e-16 | 0 | 4.4409e-15 | 3.1086e-15 | 6.6613e-15 | 0 | 4.4409e-15 | 1.7764e-15 | 1.7764e-15 | 3.9968e-15 | 2.2204e-15 | 1.3323e-15 | 2.2204e-15 | 1.7764e-15 | 2.2204e-15 | 3.1086e-15 | 3.1086e-15 | 3.1086e-15 | 5.3291e-15 | 8.8818e-16 | 2.6645e-15 | 3.5527e-15 | 2.6645e-15 | 4.4409e-15 | 3.5527e-15 | 4.4409e-15 | 3.9968e-15 | 3.9968e-15 | 4.4409e-15 | 0 | 0 | 0 | 0 | 0
-161.5514 | Commerical Loan 1 - Repayment | Rs Cr |  | 0 | 0 | 0 | 0 | 0 | 0 | 0 | -5.385 | -5.385 | -5.385 | -5.385 | -5.385 | -5.385 | -5.385 | -5.385 | -5.385 | -5.385 | -5.385 | -5.385 | -5.385 | -5.385 | -5.385 | -5.385 | -5.385 | -5.385 | -5.385 | -5.385 | -5.385 | -5.385 | -5.385 | -5.385 | -5.385 | -5.385 | -5.385 | -5.385 | -5.385 | -5.385 | 0 | 0 | 0 | 0 | 0 | 0 | 0 | 0 | 0 | 0 | 0 | 0 | 0 | 0 | 0 | 0 | 0 | 0 | 0 | 0 | 0 | 0 | 0
0 | Commercial Loan 2 - Repayment | Rs Cr |  | 0 | 0 | 0 | 0 | 0 | 0 | 0 | 0 | 0 | 0 | 0 | 0 | 0 | 0 | 0 | 0 | 0 | 0 | 0 | 0 | 0 | 0 | 0 | 0 | 0 | 0 | 0 | 0 | 0 | 0 | 0 | 0 | 0 | 0 | 0 | 0 | 0 | 0 | 0 | 0 | 0 | 0 | 0 | 0 | 0 | 0 | 0 | 0 | 0 | 0 | 0 | 0 | 0 | 0 | 0 | 0 | 0 | 0 | 0 | 0
0 | Bridge Loan | Rs Cr |  | 0 | 0 | 0 | 0 | 0 | 0 | 0 | 0 | 0 | 0 | 0 | 0 | 0 | 0 | 0 | 0 | 0 | 0 | 0 | 0 | 0 | 0 | 0 | 0 | 0 | 0 | 0 | 0 | 0 | 0 | 0 | 0 | 0 | 0 | 0 | 0 | 0 | 0 | 0 | 0 | 0 | 0 | 0 | 0 | 0 | 0 | 0 | 0 | 0 | 0 | 0 | 0 | 0 | 0 | 0 | 0 | 0 | 0 | 0 | 0
0 | Bridge Loan - Repayment | Rs Cr |  | 0 | 0 | 0 | 0 | 0 | 0 | 0 | 0 | 0 | 0 | 0 | 0 | 0 | 0 | 0 | 0 | 0 | 0 | 0 | 0 | 0 | 0 | 0 | 0 | 0 | 0 | 0 | 0 | 0 | 0 | 0 | 0 | 0 | 0 | 0 | 0 | 0 | 0 | 0 | 0 | 0 | 0 | 0 | 0 | 0 | 0 | 0 | 0 | 0 | 0 | 0 | 0 | 0 | 0 | 0 | 0 | 0 | 0 | 0 | 0
0 | Interest on Bridge Loan | Rs Cr |  | 0 | 0 | 0 | 0 | 0 | 0 | 0 | 0 | 0 | 0 | 0 | 0 | 0 | 0 | 0 | 0 | 0 | 0 | 0 | 0 | 0 | 0 | 0 | 0 | 0 | 0 | 0 | 0 | 0 | 0 | 0 | 0 | 0 | 0 | 0 | 0 | 0 | 0 | 0 | 0 | 0 | 0 | 0 | 0 | 0 | 0 | 0 | 0 | 0 | 0 | 0 | 0 | 0 | 0 | 0 | 0 | 0 | 0 | 0 | 0
-1.0836e-13 | Cash Deficit Loan Repayment | Rs Cr |  | 0 | 0 | 0 | 0 | 0 | 0 | 0 | 0 | 0 | 0 | 0 | 0 | 0 | 0 | 0 | 0 | 0 | 0 | 0 | 0 | 0 | 0 | 0 | 0 | 0 | 0 | 0 | 0 | 0 | 0 | 0 | 0 | 0 | 0 | 0 | 0 | 0 | 0 | 0 | 0 | 0 | 0 | 0 | 0 | 0 | 0 | 0 | 0 | 0 | 0 | 0 | 0 | 0 | 0 | 0 | -1.0836e-13 | 0 | 0 | 0 | 0
2.447 | Change in WC Loan | Rs Cr |  | 0 | 0 | 0 | 0 | 0 | 3.1517 | -1.4179 | 1.5099 | -0.85197 | 0.029588 | -0.0086025 | -0.0065338 | -0.0062191 | -0.0058195 | -0.0054154 | -0.005003 | -0.0033027 | -0.0042178 | -0.0037085 | -0.0032659 | -0.0028104 | -0.002346 | -0.0018723 | -0.001389 | -0.00089611 | -0.00039331 | 0.00011957 | 0.00064276 | 0.0011764 | 0.0017209 | 0.0022762 | 0.0028427 | 0.11787 | -0.0020913 | 0.0049369 | 0.0052078 | -0.81565 | 0.09843 | 0.030826 | 0.034478 | 0.035025 | 0.035722 | 0.036427 | 0.037147 | 0.037881 | 0.03863 | 0.039394 | 0.040174 | 0.04097 | 0.041781 | 0.04261 | 0.043455 | 0.044317 | 0.045196 | 0.046094 | 0 | 0 | 0 | 0 | 0
-109.8549 | Interest on Debt | Rs Cr |  | 0 | 0 | 0 | 0 | 0 | -6.4621 | -6.4621 | -6.3544 | -6.139 | -5.9236 | -5.7081 | -5.4927 | -5.2773 | -5.0619 | -4.8465 | -4.6311 | -4.4157 | -4.2003 | -3.9849 | -3.7695 | -3.5541 | -3.3387 | -3.1233 | -2.9079 | -2.6925 | -2.4771 | -2.2617 | -2.0463 | -1.8309 | -1.6155 | -1.4001 | -1.1847 | -0.96931 | -0.75391 | -0.5385 | -0.3231 | -0.1077 | 0 | 0 | 0 | 0 | 0 | 0 | 0 | 0 | 0 | 0 | 0 | 0 | 0 | 0 | 0 | 0 | 0 | 0 | 0 | 0 | 0 | 0 | 0
-5.7242 | Interest on WC Loan | Rs Cr |  | 0 | 0 | 0 | 0 | 0 | -0.15759 | -0.086688 | -0.16218 | -0.11958 | -0.12106 | -0.12063 | -0.1203 | -0.11999 | -0.1197 | -0.11943 | -0.11918 | -0.11902 | -0.11881 | -0.11862 | -0.11846 | -0.11832 | -0.1182 | -0.11811 | -0.11804 | -0.11799 | -0.11797 | -0.11798 | -0.11801 | -0.11807 | -0.11815 | -0.11827 | -0.11841 | -0.1243 | -0.1242 | -0.12445 | -0.12471 | -0.083925 | -0.088846 | -0.090388 | -0.092111 | -0.093863 | -0.095649 | -0.09747 | -0.099327 | -0.10122 | -0.10315 | -0.10512 | -0.10713 | -0.10918 | -0.11127 | -0.1134 | -0.11557 | -0.11779 | -0.12005 | -0.12235 | 0 | 0 | 0 | 0 | 0
-8.717e-14 | Interest on Cash Deficit Loan | Rs Cr |  | 0 | 0 | 0 | 0 | 0 | 0 | -1.5987e-16 | -1.5987e-16 | -1.7986e-16 | -1.7986e-16 | -1.7986e-16 | -1.7986e-16 | -2.9976e-16 | -3.9968e-16 | -3.9968e-16 | -4.3965e-16 | -4.3965e-16 | -5.1958e-16 | -6.5947e-16 | -6.5947e-16 | -6.5947e-16 | -7.1942e-16 | -7.5939e-16 | -8.793e-16 | -9.1926e-16 | -9.1926e-16 | -9.992e-16 | -1.0392e-15 | -1.0392e-15 | -1.239e-15 | -1.3789e-15 | -1.6787e-15 | -1.6787e-15 | -1.8785e-15 | -1.9584e-15 | -2.0384e-15 | -2.2182e-15 | -2.3181e-15 | -2.3781e-15 | -2.478e-15 | -2.558e-15 | -2.6579e-15 | -2.7978e-15 | -2.9377e-15 | -3.0775e-15 | -3.3173e-15 | -3.3573e-15 | -3.4772e-15 | -3.6371e-15 | -3.757e-15 | -3.9568e-15 | -4.1167e-15 | -4.3165e-15 | -4.4964e-15 | -4.6763e-15 | 0 | 0 | 0 | 0 | 0
| Cash Flow from Financing Activities | Rs Cr |  | 0 | 0 | 83.3756 | 140.939 | 105.3821 | -3.4679 | -7.9667 | -10.3917 | -12.4955 | -11.4001 | -11.2224 | -11.0046 | -10.7886 | -10.5725 | -10.3564 | -10.1404 | -9.9231 | -9.7084 | -9.4923 | -9.2763 | -9.0603 | -8.8443 | -8.6284 | -8.4124 | -8.1965 | -7.9805 | -7.7646 | -7.5487 | -7.3329 | -7.117 | -6.9012 | -6.6853 | -6.3608 | -6.2652 | -6.0431 | -5.8276 | -6.3923 | 0.0095843 | -0.059562 | -0.057634 | -0.058838 | -0.059927 | -0.061043 | -0.062181 | -0.06334 | -0.064523 | -0.065728 | -0.066957 | -0.06821 | -0.069487 | -0.07079 | -0.072118 | -0.073471 | -0.074852 | -0.076259 | -1.0836e-13 | 0 | 0 | 0 | 0
Cash Schedule
| Opening cash balance | Rs Cr |  | 0 | 0 | 0 | 0 | 0 | 0 | 3 | 3 | 3 | 3 | 3 | 3 | 3 | 3 | 3 | 3 | 3 | 3 | 3 | 3 | 3 | 3 | 3 | 3 | 3 | 3 | 3 | 3 | 3 | 3 | 3 | 3 | 3 | 3 | 3 | 3 | 3 | 3 | 3 | 3 | 3 | 3 | 3 | 3 | 3 | 3 | 3 | 3 | 3 | 3 | 3 | 3 | 3 | 3 | 3 | 3 | 3 | 3 | 3 | 3
| Cash generated during the year | Rs Cr |  | 0 | 0 | 0 | 0 | 0 | 3 | 0 | 0 | 0 | 0 | 0 | 0 | 0 | 0 | 0 | 0 | 0 | 0 | 0 | 0 | 0 | 0 | 0 | 0 | 0 | 0 | 0 | 0 | 0 | 0 | 0 | 0 | 0 | 0 | 0 | 0 | 0 | -8.3267e-17 | -1.4572e-16 | 0 | -1.1796e-16 | -2.1511e-16 | 2.1511e-16 | 1.1796e-16 | 0 | -1.249e-16 | 0 | 0 | -1.3878e-16 | 0 | 0 | 0 | -1.9429e-16 | 1.8041e-16 | 0 | -1.0836e-13 | 0 | 0 | 0 | 0
| Closing Cash Balance | Rs Cr |  | 0 | 0 | 0 | 0 | 0 | 3 | 3 | 3 | 3 | 3 | 3 | 3 | 3 | 3 | 3 | 3 | 3 | 3 | 3 | 3 | 3 | 3 | 3 | 3 | 3 | 3 | 3 | 3 | 3 | 3 | 3 | 3 | 3 | 3 | 3 | 3 | 3 | 3 | 3 | 3 | 3 | 3 | 3 | 3 | 3 | 3 | 3 | 3 | 3 | 3 | 3 | 3 | 3 | 3 | 3 | 3 | 3 | 3 | 3 | 3
Balance Sheet Statement
Assets
| GFA | Rs Cr |  | 0 | 0 | 0 | 0 | 0 | 329.6967 | 329.6967 | 329.6967 | 329.6967 | 329.6967 | 329.6967 | 329.6967 | 329.6967 | 329.6967 | 329.6967 | 329.6967 | 329.6967 | 329.6967 | 329.6967 | 329.6967 | 329.6967 | 329.6967 | 329.6967 | 329.6967 | 329.6967 | 329.6967 | 329.6967 | 329.6967 | 329.6967 | 329.6967 | 329.6967 | 329.6967 | 329.6967 | 329.6967 | 329.6967 | 329.6967 | 329.6967 | 329.6967 | 329.6967 | 329.6967 | 329.6967 | 329.6967 | 329.6967 | 329.6967 | 329.6967 | 329.6967 | 329.6967 | 329.6967 | 329.6967 | 329.6967 | 329.6967 | 329.6967 | 329.6967 | 329.6967 | 329.6967 | 329.6967 | 329.6967 | 329.6967 | 329.6967 | 329.6967
| Accumulated Depreciation | Rs Cr |  | 0 | 0 | 0 | 0 | 0 | 9.0822 | 18.1645 | 27.2467 | 36.3289 | 45.4112 | 54.4934 | 63.5756 | 72.6579 | 81.7401 | 90.8223 | 99.1039 | 104.2253 | 109.3468 | 114.4683 | 119.5898 | 124.7113 | 129.8328 | 134.9543 | 140.0758 | 145.1973 | 150.3187 | 155.4402 | 160.5617 | 165.6832 | 170.8047 | 175.9262 | 181.0477 | 181.9991 | 182.9506 | 183.9021 | 184.8535 | 185.805 | 186.7564 | 187.7079 | 188.6594 | 189.6108 | 190.5623 | 191.5138 | 192.4652 | 193.4167 | 194.3681 | 195.3196 | 196.2711 | 197.2225 | 198.174 | 199.1254 | 200.0769 | 201.0284 | 201.9798 | 202.9313 | 202.9313 | 202.9313 | 202.9313 | 202.9313 | 202.9313
| Net Fixed Assets | Rs Cr |  | 0 | 0 | 0 | 0 | 0 | 320.6144 | 311.5322 | 302.45 | 293.3677 | 284.2855 | 275.2033 | 266.121 | 257.0388 | 247.9566 | 238.8743 | 230.5928 | 225.4713 | 220.3498 | 215.2284 | 210.1069 | 204.9854 | 199.8639 | 194.7424 | 189.6209 | 184.4994 | 179.3779 | 174.2564 | 169.135 | 164.0135 | 158.892 | 153.7705 | 148.649 | 147.6975 | 146.7461 | 145.7946 | 144.8432 | 143.8917 | 142.9402 | 141.9888 | 141.0373 | 140.0858 | 139.1344 | 138.1829 | 137.2315 | 136.28 | 135.3285 | 134.3771 | 133.4256 | 132.4742 | 131.5227 | 130.5712 | 129.6198 | 128.6683 | 127.7168 | 126.7654 | 126.7654 | 126.7654 | 126.7654 | 126.7654 | 126.7654
| CWIP | Rs Cr |  | 0 | 0 | 83.3756 | 224.3145 | 329.6967 | 0 | 0 | 0 | 0 | 0 | 0 | 0 | 0 | 0 | 0 | 0 | 0 | 0 | 0 | 0 | 0 | 0 | 0 | 0 | 0 | 0 | 0 | 0 | 0 | 0 | 0 | 0 | 0 | 0 | 0 | 0 | 0 | 0 | 0 | 0 | 0 | 0 | 0 | 0 | 0 | 0 | 0 | 0 | 0 | 0 | 0 | 0 | 0 | 0 | 0 | 0 | 0 | 0 | 0 | 0
| Current Assets | Rs Cr |  | 0 | 0 | 0 | 0 | 0 | 4.2023 | 2.3117 | 4.3248 | 3.1889 | 3.2283 | 3.2168 | 3.2081 | 3.1998 | 3.1921 | 3.1849 | 3.1782 | 3.1738 | 3.1682 | 3.1632 | 3.1589 | 3.1551 | 3.152 | 3.1495 | 3.1476 | 3.1464 | 3.1459 | 3.1461 | 3.1469 | 3.1485 | 3.1508 | 3.1538 | 3.1576 | 3.3148 | 3.312 | 3.3186 | 3.3255 | 2.238 | 2.3692 | 2.4103 | 2.4563 | 2.503 | 2.5506 | 2.5992 | 2.6487 | 2.6992 | 2.7507 | 2.8033 | 2.8568 | 2.9115 | 2.9672 | 3.024 | 3.0819 | 3.141 | 3.2013 | 3.2627 | 3.2627 | 3.2627 | 3.2627 | 3.2627 | 3.2627
| DSRA | Rs Cr |  | 0 | 0 | 0 | 0 | 0 | 6.4621 | 6.4621 | 11.7394 | 11.524 | 11.3086 | 11.0932 | 10.8778 | 10.6624 | 10.447 | 10.2316 | 10.0162 | 9.8008 | 9.5854 | 9.37 | 9.1546 | 8.9392 | 8.7238 | 8.5084 | 8.293 | 8.0776 | 7.8622 | 7.6468 | 7.4314 | 7.216 | 7.0006 | 6.7852 | 6.5698 | 6.3544 | 6.139 | 5.9236 | 5.7081 | 0 | 0 | 0 | 0 | 0 | 0 | 0 | 0 | 0 | 0 | 0 | 0 | 0 | 0 | 0 | 0 | 0 | 0 | 0 | 0 | 0 | 0 | 0 | 0
| Cash & Bank Balance | Rs Cr |  | 0 | 0 | 0 | 0 | 0 | 3 | 3 | 3 | 3 | 3 | 3 | 3 | 3 | 3 | 3 | 3 | 3 | 3 | 3 | 3 | 3 | 3 | 3 | 3 | 3 | 3 | 3 | 3 | 3 | 3 | 3 | 3 | 3 | 3 | 3 | 3 | 3 | 3 | 3 | 3 | 3 | 3 | 3 | 3 | 3 | 3 | 3 | 3 | 3 | 3 | 3 | 3 | 3 | 3 | 3 | 3 | 3 | 3 | 3 | 3
| TOTAL ASSETS | Rs Cr |  | 0 | 0 | 83.3756 | 224.3145 | 329.6967 | 334.2788 | 323.3059 | 321.5142 | 311.0806 | 301.8224 | 292.5133 | 283.207 | 273.901 | 264.5956 | 255.2908 | 246.7872 | 241.4459 | 236.1034 | 230.7615 | 225.4203 | 220.0797 | 214.7396 | 209.4003 | 204.0615 | 198.7234 | 193.386 | 188.0493 | 182.7133 | 177.3779 | 172.0433 | 166.7095 | 161.3764 | 160.3667 | 159.197 | 158.0367 | 156.8768 | 149.1297 | 148.3095 | 147.3991 | 146.4936 | 145.5889 | 144.685 | 143.7821 | 142.8802 | 141.9792 | 141.0793 | 140.1803 | 139.2825 | 138.3856 | 137.4899 | 136.5952 | 135.7017 | 134.8093 | 133.9181 | 133.0281 | 133.0281 | 133.0281 | 133.0281 | 133.0281 | 133.0281
Liabilities
| Equity | Rs Cr |  | 0 | 0 | 0 | 0 | 0 | 0 | 0 | 0 | 0 | 0 | 0 | 0 | 0 | 0 | 0 | 0 | 0 | 0 | 0 | 0 | 0 | 0 | 0 | 0 | 0 | 0 | 0 | 0 | 0 | 0 | 0 | 0 | 0 | 0 | 0 | 0 | 0 | 0 | 0 | 0 | 0 | 0 | 0 | 0 | 0 | 0 | 0 | 0 | 0 | 0 | 0 | 0 | 0 | 0 | 0 | 0 | 0 | 0 | 0 | 0
| Reserve and Surplus | Rs Cr |  | 0 | 0 | 0 | 0 | 0 | 1.4304 | -8.1245 | -6.041 | -10.2376 | -14.1404 | -18.0558 | -21.9706 | -25.8852 | -29.7998 | -33.7142 | -36.8277 | -36.7807 | -36.7339 | -36.687 | -36.6399 | -36.5927 | -36.5453 | -36.4978 | -36.4501 | -36.4022 | -36.3542 | -36.306 | -36.2577 | -36.2091 | -36.1604 | -36.1115 | -36.0624 | -31.8049 | -27.5874 | -23.3676 | -19.1477 | -20.6941 | -21.6128 | -22.5539 | -23.4939 | -24.4337 | -25.3733 | -26.3126 | -27.2517 | -28.1905 | -29.1291 | -30.0674 | -31.0055 | -31.9433 | -32.8808 | -33.8181 | -34.7551 | -35.6917 | -36.6281 | -37.5642 | -37.5642 | -37.5642 | -37.5642 | -37.5642 | -37.5642
| Grants | Rs Cr |  | 0 | 0 | 21.7507 | 69.3968 | 83.1017 | 98.909 | 98.909 | 98.909 | 98.909 | 98.909 | 98.909 | 98.909 | 98.909 | 98.909 | 98.909 | 98.909 | 98.909 | 98.909 | 98.909 | 98.909 | 98.909 | 98.909 | 98.909 | 98.909 | 98.909 | 98.909 | 98.909 | 98.909 | 98.909 | 98.909 | 98.909 | 98.909 | 98.909 | 98.909 | 98.909 | 98.909 | 98.909 | 98.909 | 98.909 | 98.909 | 98.909 | 98.909 | 98.909 | 98.909 | 98.909 | 98.909 | 98.909 | 98.909 | 98.909 | 98.909 | 98.909 | 98.909 | 98.909 | 98.909 | 98.909 | 98.909 | 98.909 | 98.909 | 98.909 | 98.909
| Upfront contribution from developer | Rs Cr |  | 0 | 0 | 20.7709 | 45.0036 | 85.0436 | 69.2363 | 69.2363 | 69.2363 | 69.2363 | 69.2363 | 69.2363 | 69.2363 | 69.2363 | 69.2363 | 69.2363 | 69.2363 | 69.2363 | 69.2363 | 69.2363 | 69.2363 | 69.2363 | 69.2363 | 69.2363 | 69.2363 | 69.2363 | 69.2363 | 69.2363 | 69.2363 | 69.2363 | 69.2363 | 69.2363 | 69.2363 | 69.2363 | 69.2363 | 69.2363 | 69.2363 | 69.2363 | 69.2363 | 69.2363 | 69.2363 | 69.2363 | 69.2363 | 69.2363 | 69.2363 | 69.2363 | 69.2363 | 69.2363 | 69.2363 | 69.2363 | 69.2363 | 69.2363 | 69.2363 | 69.2363 | 69.2363 | 69.2363 | 69.2363 | 69.2363 | 69.2363 | 69.2363 | 69.2363
| Commercial Loan 1 | Rs Cr |  | 0 | 0 | 40.854 | 109.9141 | 161.5514 | 161.5514 | 161.5514 | 156.1663 | 150.7813 | 145.3962 | 140.0112 | 134.6261 | 129.2411 | 123.8561 | 118.471 | 113.086 | 107.7009 | 102.3159 | 96.9308 | 91.5458 | 86.1607 | 80.7757 | 75.3906 | 70.0056 | 64.6205 | 59.2355 | 53.8505 | 48.4654 | 43.0804 | 37.6953 | 32.3103 | 26.9252 | 21.5402 | 16.1551 | 10.7701 | 5.385 | 0 | 0 | 0 | 0 | 0 | 0 | 0 | 0 | 0 | 0 | 0 | 0 | 0 | 0 | 0 | 0 | 0 | 0 | 0 | 0 | 0 | 0 | 0 | 0
| Commercial Loan 2 | Rs Cr |  | 0 | 0 | 0 | 0 | 0 | 0 | 0 | 0 | 0 | 0 | 0 | 0 | 0 | 0 | 0 | 0 | 0 | 0 | 0 | 0 | 0 | 0 | 0 | 0 | 0 | 0 | 0 | 0 | 0 | 0 | 0 | 0 | 0 | 0 | 0 | 0 | 0 | 0 | 0 | 0 | 0 | 0 | 0 | 0 | 0 | 0 | 0 | 0 | 0 | 0 | 0 | 0 | 0 | 0 | 0 | 0 | 0 | 0 | 0 | 0
| Bridge Loan | Rs Cr |  | 0 | 0 | 0 | 0 | 0 | 0 | 0 | 0 | 0 | 0 | 0 | 0 | 0 | 0 | 0 | 0 | 0 | 0 | 0 | 0 | 0 | 0 | 0 | 0 | 0 | 0 | 0 | 0 | 0 | 0 | 0 | 0 | 0 | 0 | 0 | 0 | 0 | 0 | 0 | 0 | 0 | 0 | 0 | 0 | 0 | 0 | 0 | 0 | 0 | 0 | 0 | 0 | 0 | 0 | 0 | 0 | 0 | 0 | 0 | 0
| Working Capital Loan | Rs Cr |  | 0 | 0 | 0 | 0 | 0 | 3.1517 | 1.7338 | 3.2436 | 2.3916 | 2.4212 | 2.4126 | 2.4061 | 2.3999 | 2.3941 | 2.3886 | 2.3836 | 2.3803 | 2.3761 | 2.3724 | 2.3691 | 2.3663 | 2.364 | 2.3621 | 2.3607 | 2.3598 | 2.3594 | 2.3596 | 2.3602 | 2.3614 | 2.3631 | 2.3654 | 2.3682 | 2.4861 | 2.484 | 2.4889 | 2.4941 | 1.6785 | 1.7769 | 1.8078 | 1.8422 | 1.8773 | 1.913 | 1.9494 | 1.9865 | 2.0244 | 2.0631 | 2.1025 | 2.1426 | 2.1836 | 2.2254 | 2.268 | 2.3114 | 2.3558 | 2.401 | 2.447 | 2.447 | 2.447 | 2.447 | 2.447 | 2.447
| Cash Deficit Loan | Rs Cr |  | 0 | 0 | 0 | 0 | 0 | 3.5527e-15 | 3.5527e-15 | 3.9968e-15 | 3.9968e-15 | 3.9968e-15 | 3.9968e-15 | 6.6613e-15 | 8.8818e-15 | 8.8818e-15 | 9.77e-15 | 9.77e-15 | 1.1546e-14 | 1.4655e-14 | 1.4655e-14 | 1.4655e-14 | 1.5987e-14 | 1.6875e-14 | 1.954e-14 | 2.0428e-14 | 2.0428e-14 | 2.2204e-14 | 2.3093e-14 | 2.3093e-14 | 2.7534e-14 | 3.0642e-14 | 3.7303e-14 | 3.7303e-14 | 4.1744e-14 | 4.3521e-14 | 4.5297e-14 | 4.9294e-14 | 5.1514e-14 | 5.2847e-14 | 5.5067e-14 | 5.6843e-14 | 5.9064e-14 | 6.2172e-14 | 6.5281e-14 | 6.839e-14 | 7.3719e-14 | 7.4607e-14 | 7.7272e-14 | 8.0824e-14 | 8.3489e-14 | 8.793e-14 | 9.1482e-14 | 9.5923e-14 | 9.992e-14 | 1.0392e-13 | 1.0836e-13 | 0 | 0 | 0 | 0 | 0
| TOTAL LIABILITIES | Rs Cr |  | 0 | 0 | 83.3756 | 224.3145 | 329.6967 | 334.2788 | 323.3059 | 321.5142 | 311.0806 | 301.8224 | 292.5133 | 283.207 | 273.901 | 264.5956 | 255.2908 | 246.7872 | 241.4459 | 236.1034 | 230.7615 | 225.4203 | 220.0797 | 214.7396 | 209.4003 | 204.0615 | 198.7234 | 193.386 | 188.0493 | 182.7133 | 177.3779 | 172.0433 | 166.7095 | 161.3764 | 160.3667 | 159.197 | 158.0367 | 156.8768 | 149.1297 | 148.3095 | 147.3991 | 146.4936 | 145.5889 | 144.685 | 143.7821 | 142.8802 | 141.9792 | 141.0793 | 140.1803 | 139.2825 | 138.3856 | 137.4899 | 136.5952 | 135.7017 | 134.8093 | 133.9181 | 133.0281 | 133.0281 | 133.0281 | 133.0281 | 133.0281 | 133.0281
| Check | Rs Cr |  | 0 | 0 | 0 | 0 | 0 | 0 | 0 | 0 | 0 | 0 | 0 | 0 | 0 | 0 | 0 | 0 | 0 | 0 | 0 | 0 | 0 | 0 | 0 | 0 | 0 | 0 | 0 | 0 | 0 | 0 | 0 | 0 | 0 | 0 | 0 | 0 | 0 | 0 | 0 | 2.2737e-13 | 2.558e-13 | 2.2737e-13 | 2.558e-13 | 2.8422e-13 | 2.558e-13 | 2.558e-13 | 2.8422e-13 | 2.8422e-13 | 2.8422e-13 | 3.1264e-13 | 2.8422e-13 | 3.1264e-13 | 3.4106e-13 | 3.1264e-13 | 3.1264e-13 | 3.1264e-13 | 3.1264e-13 | 3.1264e-13 | 3.1264e-13 | 3.1264e-13
DSCR
| PAT | Rs Cr | -37.5642 | 0 | 0 | 0 | 0 | 0 | 1.4304 | -9.5549 | 2.0834 | -4.1966 | -3.9027 | -3.9155 | -3.9148 | -3.9147 | -3.9145 | -3.9144 | -3.1136 | 0.047055 | 0.04675 | 0.04692 | 0.047067 | 0.047219 | 0.047374 | 0.047532 | 0.047693 | 0.047857 | 0.048025 | 0.048196 | 0.04837 | 0.048548 | 0.04873 | 0.048915 | 0.049103 | 4.2575 | 4.2175 | 4.2198 | 4.2199 | -1.5464 | -0.91865 | -0.94119 | -0.93997 | -0.93979 | -0.93955 | -0.93932 | -0.93908 | -0.93884 | -0.93859 | -0.93833 | -0.93807 | -0.93781 | -0.93754 | -0.93726 | -0.93698 | -0.93669 | -0.9364 | -0.9361 | 0 | 0 | 0 | 0 | 0
| Depreciation | Rs Cr | 202.9313 | 0 | 0 | 0 | 0 | 0 | 9.0822 | 9.0822 | 9.0822 | 9.0822 | 9.0822 | 9.0822 | 9.0822 | 9.0822 | 9.0822 | 9.0822 | 8.2815 | 5.1215 | 5.1215 | 5.1215 | 5.1215 | 5.1215 | 5.1215 | 5.1215 | 5.1215 | 5.1215 | 5.1215 | 5.1215 | 5.1215 | 5.1215 | 5.1215 | 5.1215 | 5.1215 | 0.95146 | 0.95146 | 0.95146 | 0.95146 | 0.95146 | 0.95146 | 0.95146 | 0.95146 | 0.95146 | 0.95146 | 0.95146 | 0.95146 | 0.95146 | 0.95146 | 0.95146 | 0.95146 | 0.95146 | 0.95146 | 0.95146 | 0.95146 | 0.95146 | 0.95146 | 0.95146 | 0 | 0 | 0 | 0 | 0
| Interest on Debt | Rs Cr | 109.8549 | 0 | 0 | 0 | 0 | 0 | 6.4621 | 6.4621 | 6.3544 | 6.139 | 5.9236 | 5.7081 | 5.4927 | 5.2773 | 5.0619 | 4.8465 | 4.6311 | 4.4157 | 4.2003 | 3.9849 | 3.7695 | 3.5541 | 3.3387 | 3.1233 | 2.9079 | 2.6925 | 2.4771 | 2.2617 | 2.0463 | 1.8309 | 1.6155 | 1.4001 | 1.1847 | 0.96931 | 0.75391 | 0.5385 | 0.3231 | 0.1077 | 0 | 0 | 0 | 0 | 0 | 0 | 0 | 0 | 0 | 0 | 0 | 0 | 0 | 0 | 0 | 0 | 0 | 0 | 0 | 0 | 0 | 0 | 0
| Total | Rs Cr | 275.222 | 0 | 0 | 0 | 0 | 0 | 16.9747 | 5.9894 | 17.52 | 11.0246 | 11.1031 | 10.8749 | 10.6602 | 10.4449 | 10.2296 | 10.0144 | 9.7991 | 9.5843 | 9.3686 | 9.1533 | 8.9381 | 8.7228 | 8.5076 | 8.2923 | 8.0771 | 7.8619 | 7.6466 | 7.4314 | 7.2162 | 7.001 | 6.7857 | 6.5705 | 6.3553 | 6.1782 | 5.9229 | 5.7098 | 5.4945 | -0.48728 | 0.03281 | 0.010275 | 0.011493 | 0.011675 | 0.011907 | 0.012142 | 0.012382 | 0.012627 | 0.012877 | 0.013131 | 0.013391 | 0.013657 | 0.013927 | 0.014203 | 0.014485 | 0.014772 | 0.015065 | 0.015365 | 0 | 0 | 0 | 0 | 0
| Interest on Debt | Rs Cr | 109.8549 | 0 | 0 | 0 | 0 | 0 | 6.4621 | 6.4621 | 6.3544 | 6.139 | 5.9236 | 5.7081 | 5.4927 | 5.2773 | 5.0619 | 4.8465 | 4.6311 | 4.4157 | 4.2003 | 3.9849 | 3.7695 | 3.5541 | 3.3387 | 3.1233 | 2.9079 | 2.6925 | 2.4771 | 2.2617 | 2.0463 | 1.8309 | 1.6155 | 1.4001 | 1.1847 | 0.96931 | 0.75391 | 0.5385 | 0.3231 | 0.1077 | 0 | 0 | 0 | 0 | 0 | 0 | 0 | 0 | 0 | 0 | 0 | 0 | 0 | 0 | 0 | 0 | 0 | 0 | 0 | 0 | 0 | 0 | 0
| Debt Repayment | Rs Cr | 161.5514 | 0 | 0 | 0 | 0 | 0 | 0 | 0 | 5.385 | 5.385 | 5.385 | 5.385 | 5.385 | 5.385 | 5.385 | 5.385 | 5.385 | 5.385 | 5.385 | 5.385 | 5.385 | 5.385 | 5.385 | 5.385 | 5.385 | 5.385 | 5.385 | 5.385 | 5.385 | 5.385 | 5.385 | 5.385 | 5.385 | 5.385 | 5.385 | 5.385 | 5.385 | 5.385 | 0 | 0 | 0 | 0 | 0 | 0 | 0 | 0 | 0 | 0 | 0 | 0 | 0 | 0 | 0 | 0 | 0 | 0 | 0 | 0 | 0 | 0 | 0
| Total | Rs Cr | 271 | 0 | 0 | 0 | 0 | 0 | 6 | 6 | 12 | 12 | 11 | 11 | 11 | 11 | 10 | 10 | 10 | 10 | 10 | 9 | 9 | 9 | 9 | 9 | 8 | 8 | 8 | 8 | 7 | 7 | 7 | 7 | 7 | 6 | 6 | 6 | 6 | 5 | 0 | 0 | 0 | 0 | 0 | 0 | 0 | 0 | 0 | 0 | 0 | 0 | 0 | 0 | 0 | 0 | 0 | 0 | 0 | 0 | 0 | 0 | 0
| DSCR | # |  | 0 | 0 | 0 | 0 | 0 | 2.8291 | 0.99823 | 1.46 | 0.91872 | 1.0094 | 0.98863 | 0.96911 | 0.94954 | 1.023 | 1.0014 | 0.97991 | 0.95843 | 0.93686 | 1.017 | 0.99312 | 0.9692 | 0.94529 | 0.92137 | 1.0096 | 0.98273 | 0.95583 | 0.92893 | 1.0309 | 1.0001 | 0.96939 | 0.93864 | 0.9079 | 1.0297 | 0.98714 | 0.95163 | 0.91575 | -0.097457 | 0 | 0 | 0 | 0 | 0 | 0 | 0 | 0 | 0 | 0 | 0 | 0 | 0 | 0 | 0 | 0 | 0 | 0 | 0 | 0 | 0 | 0 | 0
| Average DSCR | # | 2021-03-31: 1.0146
| Minimum DSCR | # | 2021-03-31: -0.097457
Comprehensive Charges
Payment from Developer | time axis 2021-09-30 to 2051-03-31
| Upfront Charges | 69.2363 |  | 0 | 0 | 20.7709 | 24.2327 | 40.04 | -15.8073 | 0 | 0 | 0 | 0 | 0 | 0 | 0 | 0 | 0 | 0 | 0 | 0 | 0 | 0 | 0 | 0 | 0 | 0 | 0 | 0 | 0 | 0 | 0 | 0 | 0 | 0 | 0 | 0 | 0 | 0 | 0 | 0 | 0 | 0 | 0 | 0 | 0 | 0 | 0 | 0 | 0 | 0 | 0 | 0 | 0 | 0 | 0 | 0 | 0 | 0 | 0 | 0 | 0 | 0
| Solar Park Charges | 594.6403 |  | 0 | 0 | 0 | 0 | 0 | 21.2565 | 9.841 | 21.8465 | 14.9559 | 15.1164 | 14.9699 | 14.8384 | 14.7079 | 14.5789 | 14.4517 | 14.3261 | 14.2124 | 14.0897 | 13.9693 | 13.8507 | 13.7339 | 13.619 | 13.506 | 13.395 | 13.2859 | 13.1789 | 13.074 | 12.9711 | 12.8704 | 12.7719 | 12.6756 | 12.5816 | 13.4055 | 13.2674 | 13.1832 | 13.0986 | 6.4448 | 7.101 | 7.2138 | 7.3532 | 7.4943 | 7.6382 | 7.7849 | 7.9345 | 8.0871 | 8.2428 | 8.4014 | 8.5633 | 8.7283 | 8.8966 | 9.0683 | 9.2433 | 9.4218 | 9.6039 | 9.7896 | 0 | 0 | 0 | 0 | 0
| Total | 663.8766
| Capex including IDC | 329.6967 |  | 2021-09-30: 329.6967
Modified Comprehensive Charges
Payment from Developer | time axis 2021-09-30 to 2051-03-31
| less: A&G Charges | -56.5824 |  | 0 | 0 | 0 | 0 | 0 | -0.58554 | -0.6 | -0.61482 | -0.63 | -0.64556 | -0.6615 | -0.67784 | -0.69458 | -0.71173 | -0.7293 | -0.74731 | -0.76577 | -0.78468 | -0.80406 | -0.82391 | -0.84426 | -0.86511 | -0.88647 | -0.90836 | -0.9308 | -0.95378 | -0.97734 | -1.0015 | -1.0262 | -1.0515 | -1.0775 | -1.1041 | -1.1314 | -1.1593 | -1.188 | -1.2173 | -1.2474 | -1.2782 | -1.3097 | -1.3421 | -1.3752 | -1.4092 | -1.444 | -1.4796 | -1.5162 | -1.5536 | -1.592 | -1.6313 | -1.6716 | -1.7129 | -1.7552 | -1.7985 | -1.8429 | -1.8884 | -1.9351 | 0 | 0 | 0 | 0 | 0
| Upfront Charges | 69.2363 |  | 0 | 0 | 20.7709 | 24.2327 | 40.04 | -15.8073 | 0 | 0 | 0 | 0 | 0 | 0 | 0 | 0 | 0 | 0 | 0 | 0 | 0 | 0 | 0 | 0 | 0 | 0 | 0 | 0 | 0 | 0 | 0 | 0 | 0 | 0 | 0 | 0 | 0 | 0 | 0 | 0 | 0 | 0 | 0 | 0 | 0 | 0 | 0 | 0 | 0 | 0 | 0 | 0 | 0 | 0 | 0 | 0 | 0 | 0 | 0 | 0 | 0 | 0
| Solar Park Charges | 538.058 |  | 0 | 0 | 0 | 0 | 0 | 20.6709 | 9.241 | 21.2316 | 14.3259 | 14.4709 | 14.3084 | 14.1605 | 14.0133 | 13.8672 | 13.7224 | 13.5787 | 13.4466 | 13.305 | 13.1652 | 13.0268 | 12.8897 | 12.7539 | 12.6196 | 12.4866 | 12.3551 | 12.2251 | 12.0966 | 11.9696 | 11.8442 | 11.7203 | 11.5981 | 11.4775 | 12.2741 | 12.1081 | 11.9952 | 11.8813 | 5.1974 | 5.8229 | 5.9041 | 6.0111 | 6.1191 | 6.229 | 6.3409 | 6.4549 | 6.571 | 6.6891 | 6.8095 | 6.932 | 7.0567 | 7.1838 | 7.3131 | 7.4448 | 7.5789 | 7.7155 | 7.8545 | 0 | 0 | 0 | 0 | 0
| Total | 607.2943
| Capex including IDC | 85.0436 |  | 2021-09-30: 85.0436

## Charges_Schedule
| Comprehensive Park Charges | Modified Comprehensive Park Charges
Semi-annual park charges post CoD in INR lakhs | Charges (INR Lakhs) | Charges (INR Lakhs)
Execution Date + 15 days | 2077.0891 | 2077.0891 | 8504.3622
Execution Date + 0.5 years | 2423.2706 | 2423.2706 | 14.1739
Execution Date + 1 year | 4004.0026 | 4004.0026
COD |  |  |  | 0 | 0.5 | 1 | 1.5 | 2 | 2.5 | 3 | 3.5 | 4 | 4.5 | 5 | 5.5 | 6 | 6.5 | 7 | 7.5 | 8 | 8.5 | 9 | 9.5 | 10 | 10.5 | 11 | 11.5 | 12 | 12.5 | 13 | 13.5 | 14 | 14.5 | 15 | 15.5 | 16 | 16.5 | 17 | 17.5 | 18 | 18.5 | 19 | 19.5 | 20 | 20.5 | 21 | 21.5 | 22 | 22.5 | 23 | 23.5 | 24 | 24.5
Unit CoD + 1 day | 544.9149 | 486.3609 |  | 632.0287 | 986.0274 | 2189.945 | 1494.1735 | 1506.6054 | 1488.1606 | 1471.1861 | 1454.2684 | 1437.4717 | 1420.7953 | 1404.2416 | 1388.3443 | 1372.0176 | 1355.8502 | 1339.8132 | 1323.9107 | 1308.1451 | 1292.5189 | 1277.0346 | 1261.6948 | 1246.5022 | 1231.4595 | 1216.5694 | 1201.8347 | 1187.2583 | 1172.843 | 1158.5919 | 1236.3274 | 1217.5185 | 1204.0389 | 1190.461 | 517.3707 | 582.4533 | 590.4667 | 601.1756 | 611.9679 | 622.9618 | 634.1558 | 645.5538 | 657.1595 | 668.9768 | 681.0094 | 693.2615 | 705.7369 | 718.4398 | 731.3744 | 744.5449 | 757.9556 | 771.611 | 785.5155
Unit CoD + 0.5 years + 1 day | 984.0956 | 924.0956 |  | 1 | 1 | 1 | 0.96225 | 0.92593 | 0.89097 | 0.85734 | 0.82497 | 0.79383 | 0.76387 | 0.73503 | 0.70728 | 0.68058 | 0.65489 | 0.63017 | 0.60638 | 0.58349 | 0.56146 | 0.54027 | 0.51987 | 0.50025 | 0.48136 | 0.46319 | 0.44571 | 0.42888 | 0.41269 | 0.39711 | 0.38212 | 0.3677 | 0.35382 | 0.34046 | 0.32761 | 0.31524 | 0.30334 | 0.29189 | 0.28087 | 0.27027 | 0.26007 | 0.25025 | 0.2408 | 0.23171 | 0.22297 | 0.21455 | 0.20645 | 0.19866 | 0.19116 | 0.18394 | 0.177 | 0.17032 | 0.16389
Unit CoD + 1 years + 1 day | 2184.6455 | 2123.1638 |  | 632.0287 | 986.0274 | 2189.945 | 1437.7691 | 1395.005 | 1325.9104 | 1261.3049 | 1199.7346 | 1141.1113 | 1085.2964 | 1032.1595 | 981.952 | 933.7721 | 887.9348 | 844.3096 | 802.7943 | 763.2901 | 725.7027 | 689.942 | 655.9223 | 623.5614 | 592.7812 | 563.507 | 535.6675 | 509.1947 | 484.0238 | 460.0928 | 472.429 | 447.679 | 426.01 | 405.3056 | 169.4952 | 183.6136 | 179.113 | 175.4774 | 171.8845 | 168.3672 | 164.9226 | 161.5492 | 158.2455 | 155.01 | 151.8413 | 148.738 | 145.6988 | 142.7222 | 139.807 | 136.952 | 134.1557 | 131.4171 | 128.735
Unit CoD + 1.5 years + 1 day | 1495.5944 | 1432.5944 |  | 29439.9097
Unit CoD + 2 years + 1 day | 1511.6414 | 1447.0856 |  | 49.0665
Unit CoD + 2.5 years + 1 day | 1496.9877 | 1430.8377
Unit CoD + 3 years + 1 day | 1483.8376 | 1416.0541 |  | 486.3609
Unit CoD + 3.5 years + 1 day | 1470.785 | 1401.3275 |  | 924.0956
Unit CoD + 4 years + 1 day | 1457.8947 | 1386.7219 |  | 2123.1638
Unit CoD + 4.5 years + 1 day | 1445.167 | 1372.2366 |  | 1432.5944
Unit CoD + 5 years + 1 day | 1432.6055 | 1357.8741 |  | 1447.0856
Unit CoD + 5.5 years + 1 day | 1421.2371 | 1344.6602 |  | 1430.8377
Unit CoD + 6 years + 1 day | 1408.9664 | 1330.4984 |  | 1416.0541
Unit CoD + 6.5 years + 1 day | 1396.9293 | 1316.5235 |  | 1401.3275
Unit CoD + 7 years + 1 day | 1385.069 | 1302.6776 |  | 1386.7219
Unit CoD + 7.5 years + 1 day | 1373.3922 | 1288.9662 |  | 1372.2366
Unit CoD + 8 years + 1 day | 1361.9026 | 1275.3917 |  | 1357.8741
Unit CoD + 8.5 years + 1 day | 1350.6039 | 1261.9566 |  | 1344.6602
Unit CoD + 9 years + 1 day | 1339.4998 | 1248.6634 |  | 1330.4984
Unit CoD + 9.5 years + 1 day | 1328.5944 | 1235.5147 |  | 1316.5235
Unit CoD + 10 years + 1 day | 1317.8915 | 1222.5132 |  | 1302.6776
Unit CoD + 10.5 years + 1 day | 1307.3953 | 1209.6616 |  | 1288.9662
Unit CoD + 11 years + 1 day | 1297.1098 | 1196.9626 |  | 1275.3917
Unit CoD + 11.5 years + 1 day | 1287.0394 | 1184.419 |  | 1261.9566
Unit CoD + 12 years + 1 day | 1277.1883 | 1172.0337 |  | 1248.6634
Unit CoD + 12.5 years + 1 day | 1267.5609 | 1159.8096 |  | 1235.5147
Unit CoD + 13 years + 1 day | 1258.1618 | 1147.7495 |  | 1222.5132
Unit CoD + 13.5 years + 1 day | 1340.5535 | 1227.4146 |  | 1209.6616
Unit CoD + 14 years + 1 day | 1326.7436 | 1210.8107 |  | 1196.9626
Unit CoD + 14.5 years + 1 day | 1318.3174 | 1199.5215 |  | 1184.419
Unit CoD + 15 years + 1 day | 1309.8643 | 1188.1347 |  | 1172.0337
Unit CoD + 15.5 years + 1 day | 644.4795 | 519.7438 |  | 1159.8096
Unit CoD + 16 years + 1 day | 710.1025 | 582.2865 |  | 1147.7495
Unit CoD + 16.5 years + 1 day | 721.3832 | 590.4107 |  | 1227.4146
Unit CoD + 17 years + 1 day | 735.3213 | 601.1144 |  | 1210.8107
Unit CoD + 17.5 years + 1 day | 749.4278 | 611.9067 |  | 1199.5215
Unit CoD + 18 years + 1 day | 763.8175 | 622.9003 |  | 1188.1347
Unit CoD + 18.5 years + 1 day | 778.4911 | 634.0939 |  | 519.7438
Unit CoD + 19 years + 1 day | 793.4547 | 645.4916 |  | 582.2865
Unit CoD + 19.5 years + 1 day | 808.714 | 657.097 |  | 590.4107
Unit CoD + 20 years + 1 day | 824.2752 | 668.914 |  | 601.1144
Unit CoD + 20.5 years + 1 day | 840.1442 | 680.9463 |  | 611.9067
Unit CoD + 21 years + 1 day | 856.3273 | 693.1981 |  | 622.9003
Unit CoD + 21.5 years + 1 day | 872.8309 | 705.6732 |  | 634.0939
Unit CoD + 22 years + 1 day | 889.6615 | 718.3758 |  | 645.4916
Unit CoD + 22.5 years + 1 day | 906.8257 | 731.31 |  | 657.097
Unit CoD + 23 years + 1 day | 924.3302 | 744.4802 |  | 668.914
Unit CoD + 23.5 years + 1 day | 942.182 | 757.8906 |  | 680.9463
Unit CoD + 24 years + 1 day | 960.3882 | 771.5456 |  | 693.1981
Unit CoD + 24.5 years + 1 day | 978.9558 | 785.4498 |  | 705.6732
718.3758
731.31
744.4802
757.8906
771.5456
785.4498